## ERP ALL
Distributor 1 - 2 - 3 - 4 - 5 - 6 - 7 - 8 - 10 - 12
Sr | Dist. NO | Station N/Ame | ERP Code | Equipment Type | Equipment ERP Name
10 | Dist.02 | A01 | EQ-2022-12526 | Low Voltage Panel | TOSHKA/D02/J10(A01)/Admin/PPB
4 | Dist.02 | A01 | EQ-2022-12520 | MDB | TOSHKA/D02/J10(A01)/Control Room/MDB
14 | Dist.02 | A01 | EQ-2022-12527 | power factor panel | TOSHKA/D02/J10(A01)/Control Room/P.F
13 | Dist.02 | A01 | EQ-2023-02200 | Low Voltage Panel | TOSHKA/D02/J10(A01)/Control Room/PPB
6 | Dist.02 | A01 | EQ-2022-12522 | Soft Starter | TOSHKA/D02/J10(A01)/Control Room/SS1
9 | Dist.02 | A01 | EQ-2022-12523 | Soft Starter | TOSHKA/D02/J10(A01)/Control Room/SS4
5 | Dist.02 | A01 | EQ-2022-12521 | SUB MDB | TOSHKA/D02/J10(A01)/Control Room/SUB MDB
7 | Dist.02 | A01 | EQ-2022-12524 | VFD | TOSHKA/D02/J10(A01)/Control Room/VFD2
8 | Dist.02 | A01 | EQ-2022-12525 | VFD | TOSHKA/D02/J10(A01)/Control Room/VFD3
15 | Dist.02 | A01 | EQ-2022-12530 | Kiosk | TOSHKA/D02/J10(A01)/KIOSK01
16 | Dist.02 | A01 | EQ-2023-01563 | Kiosk | TOSHKA/D02/J10(A01)/KIOSK02
1 | Dist.02 | A01 | EQ-2022-12514 | Main R.M.U AIR | TOSHKA/D02/J10(A01)/Main R.M.U
12 | Dist.02 | A01 | EQ-2022-12557 | Low Voltage Panel | TOSHKA/D02/J10(A01)/OUTDOOR/PPB
17 | Dist.02 | A01 | EQ-2022-02235 | Motor | TOSHKA/D02/J10(A01)/PUMP ROOM/MOTOR01
18 | Dist.02 | A01 | EQ-2022-02234 | Motor | TOSHKA/D02/J10(A01)/PUMP ROOM/MOTOR02
19 | Dist.02 | A01 | EQ-2022-02236 | Motor | TOSHKA/D02/J10(A01)/PUMP ROOM/MOTOR03
20 | Dist.02 | A01 | EQ-2022-02237 | Motor | TOSHKA/D02/J10(A01)/PUMP ROOM/MOTOR04
11 | Dist.02 | A01 | EQ-2022-12538 | Low Voltage Panel | TOSHKA/D02/J10(A01)/PUMP ROOM/PPB
2 | Dist.02 | A01 | EQ-2022-01710 | SUB R.M.U AIR | TOSHKA/D02/J10(A01)/Sub R.M.U
3 | Dist.02 | A01 | EQ-2022-12515 | Transformer | TOSHKA/D02/J10(A01)/Transformer 1
11 | Dist.02 | A02 | EQ-2022-12554 | Low Voltage Panel | TOSHKA/D02/J10(A02)/Admin/PPB
4 | Dist.02 | A02 | EQ-2022-12548 | MDB | TOSHKA/D02/J10(A02)/Control Room/MDB
14 | Dist.02 | A02 | EQ-2022-12556 | power factor panel | TOSHKA/D02/J10(A02)/Control Room/P.F
10 | Dist.02 | A02 | EQ-2022-12540 | Low Voltage Panel | TOSHKA/D02/J10(A02)/Control Room/PPB
6 | Dist.02 | A02 | EQ-2022-12549 | Soft Starter | TOSHKA/D02/J10(A02)/Control Room/SS1
9 | Dist.02 | A02 | EQ-2022-12552 | Soft Starter | TOSHKA/D02/J10(A02)/Control Room/SS4
5 | Dist.02 | A02 | EQ-2022-12553 | SUB MDB | TOSHKA/D02/J10(A02)/Control Room/SUB MDB
7 | Dist.02 | A02 | EQ-2022-02222 | VFD | TOSHKA/D02/J10(A02)/Control Room/VFD2
8 | Dist.02 | A02 | EQ-2022-12551 | VFD | TOSHKA/D02/J10(A02)/Control Room/VFD3
15 | Dist.02 | A02 | EQ-2022-12531 | Kiosk | TOSHKA/D02/J10(A02)/KIOSK03
1 | Dist.02 | A02 | EQ-2022-12545 | Main R.M.U AIR | TOSHKA/D02/J10(A02)/Main R.M.U
13 | Dist.02 | A02 | EQ-2023-02202 | Low Voltage Panel | TOSHKA/D02/J10(A02)/OUTDOOR/PPB
101 | Dist.02 | A02 | EQ-2022-11733 | Motor | TOSHKA/D02/J10(A02)/PUMP ROOM/MOTOR01
102 | Dist.02 | A02 | EQ-2022-11735 | Motor | TOSHKA/D02/J10(A02)/PUMP ROOM/MOTOR02
103 | Dist.02 | A02 | EQ-2022-11737 | Motor | TOSHKA/D02/J10(A02)/PUMP ROOM/MOTOR03
104 | Dist.02 | A02 | EQ-2022-11738 | Motor | TOSHKA/D02/J10(A02)/PUMP ROOM/MOTOR04
12 | Dist.02 | A02 | EQ-2022-12555 | Low Voltage Panel | TOSHKA/D02/J10(A02)/PUMP ROOM/PPB
2 | Dist.02 | A02 | EQ-2022-11583 | SUB R.M.U AIR | TOSHKA/D02/J10(A02)/Sub R.M.U
3 | Dist.02 | A02 | EQ-2023-02201 | Transformer | TOSHKA/D02/J10(A02)/Transformer 1
9 | Dist.02 | A04 | EQ-2023-00012 | Low Voltage Panel | TOSHKA/D02/J03(A04)/Admin/PPB
3 | Dist.02 | A04 | EQ-2023-00006 | MDB | TOSHKA/D02/J03(A04)/Control Room/MDB
7 | Dist.02 | A04 | EQ-2023-00009 | Low Voltage Panel | TOSHKA/D02/J03(A04)/Control Room/PPB
4 | Dist.02 | A04 | EQ-2023-00008 | SUB MDB | TOSHKA/D02/J03(A04)/Control Room/SUB MDB
5 | Dist.02 | A04 | EQ-2022-12550 | VFD | TOSHKA/D02/J03(A04)/Control Room/VFD1
6 | Dist.02 | A04 | EQ-2023-00010 | VFD | TOSHKA/D02/J03(A04)/Control Room/VFD2
1 | Dist.02 | A04 | EQ-2023-00005 | Main R.M.U AIR | TOSHKA/D02/J03(A04)/Main R.M.U
8 | Dist.02 | A04 | EQ-2023-00011 | Low Voltage Panel | TOSHKA/D02/J03(A04)/OUTDOOR/PPB
11 | Dist.02 | A04 | EQ-2022-11742 | Motor | TOSHKA/D02/J03(A04)/PUMP ROOM/MOTOR01
12 | Dist.02 | A04 | EQ-2022-12027 | Motor | TOSHKA/D02/J03(A04)/PUMP ROOM/MOTOR02
10 | Dist.02 | A04 | EQ-2023-00013 | Low Voltage Panel | TOSHKA/D02/J03(A04)/PUMP ROOM/PPB
2 | Dist.02 | A04 | EQ-2022-12547 | Transformer | TOSHKA/D02/J03(A04)/Transformer 1
13 | Dist.02 | A06 | EQ-2023-00166 | Low Voltage Panel | TOSHKA/D02/J03(A06)/Admin/PPB
4 | Dist.02 | A06 | EQ-2023-00063 | MDB | TOSHKA/D02/J03(A06)/Control Room/MDB
15 | Dist.02 | A06 | EQ-2023-00164 | power factor panel | TOSHKA/D02/J03(A06)/Control Room/P.F
11 | Dist.02 | A06 | EQ-2023-00158 | Low Voltage Panel | TOSHKA/D02/J03(A06)/Control Room/PPB
6 | Dist.02 | A06 | EQ-2023-00159 | Soft Starter | TOSHKA/D02/J03(A06)/Control Room/SS1
9 | Dist.02 | A06 | EQ-2023-00162 | Soft Starter | TOSHKA/D02/J03(A06)/Control Room/SS4
10 | Dist.02 | A06 | EQ-2023-00163 | Soft Starter | TOSHKA/D02/J03(A06)/Control Room/SS5
5 | Dist.02 | A06 | EQ-2023-00157 | SUB MDB | TOSHKA/D02/J03(A06)/Control Room/SUB MDB
7 | Dist.02 | A06 | EQ-2023-00160 | VFD | TOSHKA/D02/J03(A06)/Control Room/VFD2
8 | Dist.02 | A06 | EQ-2023-00161 | VFD | TOSHKA/D02/J03(A06)/Control Room/VFD3
16 | Dist.02 | A06 | EQ-2023-00169 | Kiosk | TOSHKA/D02/J03(A06)/KIOSK04
17 | Dist.02 | A06 | EQ-2023-00170 | Kiosk | TOSHKA/D02/J03(A06)/KIOSK05
18 | Dist.02 | A06 | EQ-2023-00171 | Kiosk | TOSHKA/D02/J03(A06)/KIOSK06
19 | Dist.02 | A06 | EQ-2023-00172 | Kiosk | TOSHKA/D02/J03(A06)/KIOSK07
1 | Dist.02 | A06 | EQ-2023-00059 | Main R.M.U SF6 | TOSHKA/D02/J03(A06)/Main R.M.U
12 | Dist.02 | A06 | EQ-2023-00165 | Low Voltage Panel | TOSHKA/D02/J03(A06)/OUTDOOR/PPB
22 | Dist.02 | A06 | EQ-2022-11746 | Motor | TOSHKA/D02/J03(A06)/PUMP ROOM/MOTOR03
23 | Dist.02 | A06 | EQ-2022-11747 | Motor | TOSHKA/D02/J03(A06)/PUMP ROOM/MOTOR04
24 | Dist.02 | A06 | EQ-2022-11748 | Motor | TOSHKA/D02/J03(A06)/PUMP ROOM/MOTOR05
20 | Dist.02 | A06 | EQ-2022-11744 | Motor | TOSHKA/D02/J03(A06)/PUMP ROOM/MOTOR01
21 | Dist.02 | A06 | EQ-2022-11745 | Motor | TOSHKA/D02/J03(A06)/PUMP ROOM/MOTOR02
14 | Dist.02 | A06 | EQ-2023-00167 | Low Voltage Panel | TOSHKA/D02/J03(A06)/PUMP ROOM/PPB
2 | Dist.02 | A06 | EQ-2023-00060 | SUB R.M.U AIR | TOSHKA/D02/J03(A06)/Sub R.M.U
3 | Dist.02 | A06 | EQ-2023-00061 | Transformer | TOSHKA/D02/J03(A06)/Transformer 1
13 | Dist.03 | A07 | EQ-2023-00228 | Low Voltage Panel | TOSHKA/D03/J11(A07)/Admin/PPB
4 | Dist.03 | A07 | EQ-2023-00178 | MDB | TOSHKA/D03/J11(A07)/Control Room/MDB
15 | Dist.03 | A07 | EQ-2023-00223 | power factor panel | TOSHKA/D03/J11(A07)/Control Room/P.F
11 | Dist.03 | A07 | EQ-2023-00181 | Low Voltage Panel | TOSHKA/D03/J11(A07)/Control Room/PPB
6 | Dist.03 | A07 | EQ-2023-00182 | Soft Starter | TOSHKA/D03/J11(A07)/Control Room/SS1
9 | Dist.03 | A07 | EQ-2023-00204 | Soft Starter | TOSHKA/D03/J11(A07)/Control Room/SS4
10 | Dist.03 | A07 | EQ-2023-00213 | Soft Starter | TOSHKA/D03/J11(A07)/Control Room/SS5
5 | Dist.03 | A07 | EQ-2023-00180 | SUB MDB | TOSHKA/D03/J11(A07)/Control Room/SUB MDB
7 | Dist.03 | A07 | EQ-2023-00186 | VFD | TOSHKA/D03/J11(A07)/Control Room/VFD2
8 | Dist.03 | A07 | EQ-2023-00203 | VFD | TOSHKA/D03/J11(A07)/Control Room/VFD3
16 | Dist.03 | A07 | EQ-2023-00233 | Kiosk | TOSHKA/D03/J11(A07)/KIOSK08
1 | Dist.03 | A07 | EQ-2023-00173 | Main R.M.U AIR | TOSHKA/D03/J11(A07)/Main R.M.U
12 | Dist.03 | A07 | EQ-2023-00227 | Low Voltage Panel | TOSHKA/D03/J11(A07)/OUTDOOR/PPB
17 | Dist.03 | A07 | EQ-2022-11743 | Motor | TOSHKA/D03/J11(A07)/PUMP ROOM/MOTOR01
18 | Dist.03 | A07 | EQ-2022-11749 | Motor | TOSHKA/D03/J11(A07)/PUMP ROOM/MOTOR02
19 | Dist.03 | A07 | EQ-2022-11750 | Motor | TOSHKA/D03/J11(A07)/PUMP ROOM/MOTOR03
20 | Dist.03 | A07 | EQ-2022-11751 | Motor | TOSHKA/D03/J11(A07)/PUMP ROOM/MOTOR04
21 | Dist.03 | A07 | EQ-2022-11752 | Motor | TOSHKA/D03/J11(A07)/PUMP ROOM/MOTOR05
14 | Dist.03 | A07 | EQ-2023-00229 | Low Voltage Panel | TOSHKA/D03/J11(A07)/PUMP ROOM/PPB
2 | Dist.03 | A07 | EQ-2023-00174 | SUB R.M.U AIR | TOSHKA/D03/J11(A07)/Sub R.M.U
3 | Dist.03 | A07 | EQ-2023-00176 | Transformer | TOSHKA/D03/J11(A07)/Transformer 1
1 | Dist.03 | A08 | EQ-2023-00247 | Main R.M.U AIR | TOSHKA/D03/J04(A08)/Main R.M.U
2 | Dist.03 | A08 | EQ-2023-00248 | SUB R.M.U AIR | TOSHKA/D03/J04(A08)/Sub R.M.U
3 | Dist.03 | A08 | EQ-2023-00252 | Transformer | TOSHKA/D03/J04(A08)/Transformer 1
4 | Dist.03 | A08 | EQ-2023-00255 | MDB | TOSHKA/D03/J04(A08)/Control Room/MDB
5 | Dist.03 | A08 | EQ-2023-00258 | SUB MDB | TOSHKA/D03/J04(A08)/Control Room/SUB MDB
6 | Dist.03 | A08 | EQ-2023-00269 | Soft Starter | TOSHKA/D03/J04(A08)/Control Room/SS1
7 | Dist.03 | A08 | EQ-2023-00270 | VFD | TOSHKA/D03/J04(A08)/Control Room/VFD3
8 | Dist.03 | A08 | EQ-2023-00271 | VFD | TOSHKA/D03/J04(A08)/Control Room/VFD3
9 | Dist.03 | A08 | EQ-2023-00272 | Soft Starter | TOSHKA/D03/J04(A08)/Control Room/SS4
10 | Dist.03 | A08 | EQ-2023-00264 | Low Voltage Panel | TOSHKA/D03/J04(A08)/Control Room/PPB
11 | Dist.03 | A08 | EQ-2023-00282 | Low Voltage Panel | TOSHKA/D03/J04(A08)/OUTDOOR/PPB
12 | Dist.03 | A08 | EQ-2023-00286 | Low Voltage Panel | TOSHKA/D03/J04(A08)/Admin/PPB
13 | Dist.03 | A08 | EQ-2023-00290 | Low Voltage Panel | TOSHKA/D03/J04(A08)/PUMP ROOM/PPB
14 | Dist.03 | A08 | EQ-2023-00277 | power factor panel | TOSHKA/D03/J04(A08)/Control Room/P.F
15 | Dist.03 | A08 | EQ-2023-00295 | Kiosk | TOSHKA/D03/J04(A08)/KIOSK09
16 | Dist.03 | A08 | EQ-2023-00296 | Kiosk | TOSHKA/D03/J04(A08)/KIOSK10
17 | Dist.03 | A08 | EQ-2023-00297 | Kiosk | TOSHKA/D03/J04(A08)/KIOSK11
18 | Dist.03 | A08 | EQ-2022-11753 | Motor | TOSHKA/D03/J04(A08)/PUMP ROOM/MOTOR01
19 | Dist.03 | A08 | EQ-2022-11754 | Motor | TOSHKA/D03/J04(A08)/PUMP ROOM/MOTOR02
20 | Dist.03 | A08 | EQ-2022-11755 | Motor | TOSHKA/D03/J04(A08)/PUMP ROOM/MOTOR03
21 | Dist.03 | A08 | EQ-2022-11756 | Motor | TOSHKA/D03/J04(A08)/PUMP ROOM/MOTOR04
1 | Dist.03 | A09 | EQ-2023-00312 | Main R.M.U AIR | TOSHKA/D03/J12(A09)/Main R.M.U
2 | Dist.03 | A09 | EQ-2023-00313 | SUB R.M.U AIR | TOSHKA/D03/J12(A09)/Sub R.M.U
3 | Dist.03 | A09 | EQ-2023-00318 | Transformer | TOSHKA/D03/J12(A09)/Transformer 1
4 | Dist.03 | A09 | EQ-2023-00324 | MDB | TOSHKA/D03/J12(A09)/Control Room/MDB
5 | Dist.03 | A09 | EQ-2023-00332 | SUB MDB | TOSHKA/D03/J12(A09)/Control Room/SUB MDB
6 | Dist.03 | A09 | EQ-2023-00334 | Soft Starter | TOSHKA/D03/J12(A09)/Control Room/SS1
7 | Dist.03 | A09 | EQ-2023-00335 | VFD | TOSHKA/D03/J12(A09)/Control Room/VFD2
8 | Dist.03 | A09 | EQ-2023-00336 | VFD | TOSHKA/D03/J12(A09)/Control Room/VFD3
9 | Dist.03 | A09 | EQ-2023-00342 | Soft Starter | TOSHKA/D03/J12(A09)/Control Room/SS4
10 | Dist.03 | A09 | EQ-2023-00343 | Soft Starter | TOSHKA/D03/J12(A09)/Control Room/SS5
11 | Dist.03 | A09 | EQ-2023-00333 | Low Voltage Panel | TOSHKA/D03/J12(A09)/Control Room/PPB
12 | Dist.03 | A09 | EQ-2023-00352 | Low Voltage Panel | TOSHKA/D03/J12(A09)/OUTDOOR/PPB
13 | Dist.03 | A09 | EQ-2023-00357 | Low Voltage Panel | TOSHKA/D03/J12(A09)/Admin/PPB
14 | Dist.03 | A09 | EQ-2023-00358 | Low Voltage Panel | TOSHKA/D03/J12(A09)/PUMP ROOM/PPB
15 | Dist.03 | A09 | EQ-2022-02356 | power factor panel | TOSHKA/D03/J12(A09)/Control Room/P.F
16 | Dist.03 | A09 | EQ-2023-00360 | Kiosk | TOSHKA/D03/J12(A09)/KIOSK12
17 | Dist.03 | A09 | EQ-2023-00368 | Kiosk | TOSHKA/D03/J12(A09)/KIOSK13
18 | Dist.03 | A09 | EQ-2022-11757 | Motor | TOSHKA/D03/J12(A09)/PUMP ROOM/MOTOR01
19 | Dist.03 | A09 | EQ-2022-11758 | Motor | TOSHKA/D03/J12(A09)/PUMP ROOM/MOTOR02
20 | Dist.03 | A09 | EQ-2022-11759 | Motor | TOSHKA/D03/J12(A09)/PUMP ROOM/MOTOR03
21 | Dist.03 | A09 | EQ-2022-11760 | Motor | TOSHKA/D03/J12(A09)/PUMP ROOM/MOTOR4
22 | Dist.03 | A09 | EQ-2022-11761 | Motor | TOSHKA/D03/J12(A09)/PUMP ROOM/MOTOR05
1 | Dist.04 | A10 | EQ-2023-00388 | Main R.M.U AIR | TOSHKA/D04/J03(A10)/Main R.M.U
2 | Dist.04 | A10 | EQ-2023-00389 | SUB R.M.U AIR | TOSHKA/D04/J03(A10)/Sub R.M.U
3 | Dist.04 | A10 | EQ-2023-00393 | Transformer | TOSHKA/D04/J03(A10)/Transformer 1
4 | Dist.04 | A10 | EQ-2023-00396 | MDB | TOSHKA/D04/J03(A10)/Control Room/MDB
5 | Dist.04 | A10 | EQ-2023-00397 | SUB MDB | TOSHKA/D04/J03(A10)/Control Room/SUB MDB
6 | Dist.04 | A10 | EQ-2022-02381 | Soft Starter | TOSHKA/D04/J03(A10)/Control Room/SS1
7 | Dist.04 | A10 | EQ-2023-00416 | VFD | TOSHKA/D04/J03(A10)/Control Room/VFD2
8 | Dist.04 | A10 | EQ-2023-00417 | VFD | TOSHKA/D04/J03(A10)/Control Room/VFD3
9 | Dist.04 | A10 | EQ-2023-00418 | Soft Starter | TOSHKA/D04/J03(A10)/Control Room/SS4
10 | Dist.04 | A10 | EQ-2022-02385 | Soft Starter | TOSHKA/D04/J03(A10)/Control Room/SS5
11 | Dist.04 | A10 | EQ-2023-00398 | Low Voltage Panel | TOSHKA/D04/J03(A10)/Control Room/PPB
12 | Dist.04 | A10 | EQ-2023-00420 | Low Voltage Panel | TOSHKA/D04/J03(A10)/OUTDOOR/PPB
13 | Dist.04 | A10 | EQ-2023-00421 | Low Voltage Panel | TOSHKA/D04/J03(A10)/Admin/PPB
14 | Dist.04 | A10 | EQ-2023-00584 | Low Voltage Panel | TOSHKA/D04/J03(A10)/PUMP ROOM/PPB
15 | Dist.04 | A10 | EQ-2023-00419 | power factor panel | TOSHKA/D04/J03(A10)/Control Room/P.F
16 | Dist.04 | A10 | EQ-2023-00422 | Kiosk | TOSHKA/D04/J03(A10)/KIOSK14
17 | Dist.04 | A10 | EQ-2022-11762 | Motor | TOSHKA/D04/J03(A10)/PUMP ROOM/MOTOR01
18 | Dist.04 | A10 | EQ-2022-11763 | Motor | TOSHKA/D04/J03(A10)/PUMP ROOM/MOTOR02
19 | Dist.04 | A10 | EQ-2022-11764 | Motor | TOSHKA/D04/J03(A10)/PUMP ROOM/MOTOR03
20 | Dist.04 | A10 | EQ-2022-11765 | Motor | TOSHKA/D04/J03(A10)/PUMP ROOM/MOTOR04
21 | Dist.04 | A10 | EQ-2022-11766 | Motor | TOSHKA/D04/J03(A10)/PUMP ROOM/MOTOR05
1 | Dist.04 | A11 | EQ-2023-00472 | Main R.M.U AIR | TOSHKA/D04/J11(A11)/Main R.M.U
2 | Dist.04 | A11 | EQ-2023-00473 | SUB R.M.U AIR | TOSHKA/D04/J11(A11)/Sub R.M.U
3 | Dist.04 | A11 | EQ-2023-00474 | Transformer | TOSHKA/D04/J11(A11)/Transformer 1
4 | Dist.04 | A11 | EQ-2023-00475 | MDB | TOSHKA/D04/J11(A11)/Control Room/MDB
5 | Dist.04 | A11 | EQ-2023-00476 | SUB MDB | TOSHKA/D04/J11(A11)/Control Room/SUB MDB
6 | Dist.04 | A11 | EQ-2023-00757 | Soft Starter | TOSHKA/D04/J11(A11)/Control Room/SS1
7 | Dist.04 | A11 | EQ-2023-00578 | VFD | TOSHKA/D04/J11(A11)/Control Room/VFD2
8 | Dist.04 | A11 | EQ-2023-00579 | VFD | TOSHKA/D04/J11(A11)/Control Room/VFD3
9 | Dist.04 | A11 | EQ-2023-00580 | Soft Starter | TOSHKA/D04/J11(A11)/Control Room/SS4
10 | Dist.04 | A11 | EQ-2022-02426 | Soft Starter | TOSHKA/D04/J11(A11)/Control Room/SS5
11 | Dist.04 | A11 | EQ-2023-00477 | Low Voltage Panel | TOSHKA/D04/J11(A11)/Control Room/PPB
12 | Dist.04 | A11 | EQ-2023-00587 | Low Voltage Panel | TOSHKA/D04/J11(A11)/Admin/PPB
13 | Dist.04 | A11 | EQ-2023-00642 | Low Voltage Panel | TOSHKA/D04/J11(A11)/PUMP ROOM/PPB
14 | Dist.04 | A11 | EQ-2022-02428 | Low Voltage Panel | TOSHKA/D04/J11(A11)/OUTDOOR/PPB
15 | Dist.04 | A11 | EQ-2023-00583 | power factor panel | TOSHKA/D04/J11(A11)/Control Room/P.F
16 | Dist.04 | A11 | EQ-2023-00588 | Kiosk | TOSHKA/D04/J11(A11)/KIOSK15
17 | Dist.04 | A11 | EQ-2023-00589 | Kiosk | TOSHKA/D04/J11(A11)/KIOSK16
18 | Dist.04 | A11 | EQ-2022-11767 | Motor | TOSHKA/D04/J11(A11)/PUMP ROOM/MOTOR01
19 | Dist.04 | A11 | EQ-2022-11768 | Motor | TOSHKA/D04/J11(A11)/PUMP ROOM/MOTOR02
20 | Dist.04 | A11 | EQ-2022-11769 | Motor | TOSHKA/D04/J11(A11)/PUMP ROOM / MOTOR 3
21 | Dist.04 | A11 | EQ-2022-11770 | Motor | TOSHKA/D04/J11(A11)/PUMP ROOM / MOTOR 4
22 | Dist.04 | A11 | EQ-2022-11771 | Motor | TOSHKA/D04/J11(A11)/PUMP ROOM / MOTOR 5
1 | Dist.03 | A12 | EQ-2023-00658 | Main R.M.U SF6 | TOSHKA/D03/J02(A12)/Main R.M.U
2 | Dist.03 | A12 | EQ-2023-00673 | SUB R.M.U AIR | TOSHKA/D03/J02(A12)/Sub R.M.U
3 | Dist.03 | A12 | EQ-2023-00675 | Transformer | TOSHKA/D03/J02(A12)/Transformer 1
4 | Dist.03 | A12 | EQ-2023-00677 | MDB | TOSHKA/D03/J03(A12)/Control Room/MDB
5 | Dist.03 | A12 | EQ-2023-00678 | SUB MDB | TOSHKA/D03/J02(A12)/Control Room/SUB MDB
6 | Dist.03 | A12 | EQ-2023-00402 | Soft Starter | TOSHKA/D03/J02(A12)/Control Room/SS1
7 | Dist.03 | A12 | EQ-2023-00682 | VFD | TOSHKA/D03/J02(A12)/Control Room/VFD2
8 | Dist.03 | A12 | EQ-2023-00683 | VFD | TOSHKA/D03/J03(A12)/Control Room/VFD3
9 | Dist.03 | A12 | EQ-2023-00680 | Soft Starter | TOSHKA/D03/J02(A12)/Control Room/SS4
10 | Dist.03 | A12 | EQ-2023-00681 | Soft Starter | TOSHKA/D03/J02(A12)/Control Room/SS5
11 | Dist.03 | A12 | EQ-2023-00679 | Low Voltage Panel | TOSHKA/D03/J02(A12)/Control Room/PPB
12 | Dist.03 | A12 | EQ-2023-00684 | Low Voltage Panel | TOSHKA/D03/J02(A12)/OUTDOOR/PPB
13 | Dist.03 | A12 | EQ-2023-00688 | Low Voltage Panel | TOSHKA/D03/J02(A12)/Admin/PPB
14 | Dist.03 | A12 | EQ-2023-00691 | Low Voltage Panel | TOSHKA/D03/J02(A12)/PUMP ROOM/PPB
15 | Dist.03 | A12 | EQ-2023-00351 | power factor panel | TOSHKA/D03/J02(A12)/Control Room/P.F
16 | Dist.03 | A12 | EQ-2023-00700 | Kiosk | TOSHKA/D03/J02(A12)/KIOSK17
17 | Dist.03 | A12 | EQ-2023-00702 | Kiosk | TOSHKA/D03/J02(A12)/KIOSK18
18 | Dist.03 | A12 | EQ-2022-11772 | Motor | TOSHKA/D03/J03(A12)/PUMP ROOM/MOTOR01
19 | Dist.03 | A12 | EQ-2022-11773 | Motor | TOSHKA/D03/J03(A12)/PUMP ROOM/MOTOR02
20 | Dist.03 | A12 | EQ-2022-11774 | Motor | TOSHKA/D03/J03(A12)/PUMP ROOM/MOTOR03
21 | Dist.03 | A12 | EQ-2022-11775 | Motor | TOSHKA/D03/J03(A12)/PUMP ROOM/MOTOR4
22 | Dist.03 | A12 | EQ-2022-11776 | Motor | TOSHKA/D03/J03(A12)/PUMP ROOM/MOTOR05
1 | Dist.03 | A13 | EQ-2023-00704 | Main R.M.U AIR | TOSHKA/D03/J03(A13)/Main R.M.U
2 | Dist.03 | A13 | EQ-2023-00708 | SUB R.M.U AIR | TOSHKA/D03/J03(A13)/Sub R.M.U
3 | Dist.03 | A13 | EQ-2023-00712 | Transformer | TOSHKA/D03/J03(A13)/Transformer 1
4 | Dist.03 | A13 | EQ-2023-00714 | MDB | TOSHKA/D03/J03(A13)/Control Room/MDB
5 | Dist.03 | A13 | EQ-2023-00715 | SUB MDB | TOSHKA/D03/J03(A13)/Control Room/SUB MDB
6 | Dist.03 | A13 | EQ-2023-00717 | Soft Starter | TOSHKA/D03/J03(A13)/Control Room/SS1
7 | Dist.03 | A13 | EQ-2023-00720 | VFD | TOSHKA/D03/J03(A13)/Control Room/VFD2
8 | Dist.03 | A13 | EQ-2023-00722 | VFD | TOSHKA/D03/J03(A13)/Control Room/VFD3
9 | Dist.03 | A13 | EQ-2023-00718 | Soft Starter | TOSHKA/D03/J03(A13)/Control Room/SS4
10 | Dist.03 | A13 | EQ-2023-00719 | Soft Starter | TOSHKA/D03/J03(A13)/Control Room/SS5
11 | Dist.03 | A13 | EQ-2023-00716 | Low Voltage Panel | TOSHKA/D03/J03(A13)/Control Room/PPB
12 | Dist.03 | A13 | EQ-2023-00731 | Low Voltage Panel | TOSHKA/D03/J03(A13)/OUTDOOR/PPB
13 | Dist.03 | A13 | EQ-2023-00742 | Low Voltage Panel | TOSHKA/D03/J03(A13)/Admin/PPB
14 | Dist.03 | A13 | EQ-2022-02479 | Low Voltage Panel | TOSHKA/D03/J03(A13)/PUMP ROOM/PPB
15 | Dist.03 | A13 | EQ-2023-00724 | power factor panel | TOSHKA/D03/J03(A13)/Control Room/P.F
16 | Dist.03 | A13 | EQ-2023-00987 | Kiosk | TOSHKA/D03/J03(A13)/KIOSK19
17 | Dist.03 | A13 | EQ-2023-00744 | Kiosk | TOSHKA/D03/J03(A13)/KIOSK20
18 | Dist.03 | A13 | EQ-2022-11777 | Motor | TOSHKA/D03/J03(A13)/PUMP ROOM/MOTOR01
19 | Dist.03 | A13 | EQ-2022-11779 | Motor | TOSHKA/D03/J03(A13)/PUMP ROOM/MOTOR02
20 | Dist.03 | A13 | EQ-2022-11780 | Motor | TOSHKA/D03/J03(A13)/PUMP ROOM/MOTOR03
21 | Dist.03 | A13 | EQ-2022-11781 | Motor | TOSHKA/D03/J03(A13)/PUMP ROOM/MOTOR04
22 | Dist.03 | A13 | EQ-2022-11782 | Motor | TOSHKA/D03/J03(A13)/PUMP ROOM/MOTOR05
1 | Dist.04 | A14 | EQ-2023-00750 | Main R.M.U AIR | TOSHKA/D04/J11(A14)/Main R.M.U
2 | Dist.04 | A14 | EQ-2023-00752 | SUB R.M.U AIR | TOSHKA/D04/J11(A14)/Sub R.M.U
3 | Dist.04 | A14 | EQ-2023-00753 | Transformer | TOSHKA/D04/J11(A14)/Transformer 1
4 | Dist.04 | A14 | EQ-2023-00754 | MDB | TOSHKA/D04/J11(A14)/Control Room/MDB
5 | Dist.04 | A14 | EQ-2023-00755 | SUB MDB | TOSHKA/D04/J11(A14)/Control Room/SUB MDB
6 | Dist.04 | A14 | EQ-2023-00577 | Soft Starter | TOSHKA/D04/J11(A14)/Control Room/SS1
7 | Dist.04 | A14 | EQ-2023-00759 | VFD | TOSHKA/D04/J11(A14)/Control Room/VFD2
8 | Dist.04 | A14 | EQ-2023-00760 | VFD | TOSHKA/D04/J11(A14)/Control Room/VFD3
9 | Dist.04 | A14 | EQ-2023-00758 | Soft Starter | TOSHKA/D04/J11(A14)/Control Room/SS4
10 | Dist.04 | A14 | EQ-2023-00756 | Low Voltage Panel | TOSHKA/D04/J11(A14)/Control Room/PPB
11 | Dist.04 | A14 | EQ-2023-00762 | Low Voltage Panel | TOSHKA/D04/J11(A14)/Admin/PPB
12 | Dist.04 | A14 | EQ-2023-00763 | Low Voltage Panel | TOSHKA/D04/J11(A14)/OUTDOOR/PPB
13 | Dist.04 | A14 | EQ-2023-00764 | Low Voltage Panel | TOSHKA/D04/J11(A14)/PUMP ROOM/PPB
14 | Dist.04 | A14 | EQ-2023-00761 | power factor panel | TOSHKA/D04/J11(A14)/Control Room/P.F
15 | Dist.04 | A14 | EQ-2023-00765 | Kiosk | TOSHKA/D04/J11(A14)/KIOSK21
16 | Dist.04 | A14 | EQ-2022-11784 | Motor | TOSHKA/D04/J11(A14)/PUMP ROOM/MOTOR01
17 | Dist.04 | A14 | EQ-2022-11785 | Motor | TOSHKA/D04/J11(A14)/PUMP ROOM/MOTOR02
18 | Dist.04 | A14 | EQ-2022-11786 | Motor | TOSHKA/D04/J11(A14)/PUMP ROOM / MOTOR 3
19 | Dist.04 | A14 | EQ-2022-11787 | Motor | TOSHKA/D04/J11(A14)/PUMP ROOM / MOTOR 4
1 | Dist.04 | A15 | EQ-2023-00766 | Main R.M.U AIR | TOSHKA/D04/J03(A15)/Main R.M.U
2 | Dist.04 | A15 | EQ-2023-00767 | SUB R.M.U AIR | TOSHKA/D04/J03(A15)/Sub R.M.U
3 | Dist.04 | A15 | EQ-2023-00768 | Transformer | TOSHKA/D04/J03(A15)/Transformer 1
4 | Dist.04 | A15 | EQ-2023-00769 | MDB | TOSHKA/D04/J03(A15)/Control Room/MDB
5 | Dist.04 | A15 | EQ-2023-00771 | SUB MDB | TOSHKA/D04/J03(A15)/Control Room/SUB MDB
6 | Dist.04 | A15 | EQ-2023-00777 | Soft Starter | TOSHKA/D04/J03(A15)/Control Room/SS1
7 | Dist.04 | A15 | EQ-2023-00779 | VFD | TOSHKA/D04/J03(A15)/Control Room/VFD2
8 | Dist.04 | A15 | EQ-2023-00780 | VFD | TOSHKA/D04/J03(A15)/Control Room/VFD3
9 | Dist.04 | A15 | EQ-2023-00778 | Soft Starter | TOSHKA/D04/J03(A15)/Control Room/SS4
10 | Dist.04 | A15 | EQ-2023-00773 | Low Voltage Panel | TOSHKA/D04/J03(A15)/Control Room/PPB
11 | Dist.04 | A15 | EQ-2023-00784 | Low Voltage Panel | TOSHKA/D04/J03(A15)/OUTDOOR/PPB
12 | Dist.04 | A15 | EQ-2023-00785 | Low Voltage Panel | TOSHKA/D04/J03(A15)/Admin/PPB
13 | Dist.04 | A15 | EQ-2023-00787 | Low Voltage Panel | TOSHKA/D04/J03(A15)/PUMP ROOM/PPB
14 | Dist.04 | A15 | EQ-2023-00782 | power factor panel | TOSHKA/D04/J03(A15)/Control Room/P.F
15 | Dist.04 | A15 | EQ-2023-00788 | Kiosk | TOSHKA/D04/J03(A15)/KIOSK22
16 | Dist.04 | A15 | EQ-2022-11788 | Motor | TOSHKA/D04/J03(A15)/PUMP ROOM/MOTOR01
17 | Dist.04 | A15 | EQ-2022-11789 | Motor | TOSHKA/D04/J03(A15)/PUMP ROOM/MOTOR02
18 | Dist.04 | A15 | EQ-2022-11790 | Motor | TOSHKA/D04/J03(A15)/PUMP ROOM / MOTOR 3
19 | Dist.04 | A15 | EQ-2022-11791 | Motor | TOSHKA/D04/J03(A15)/PUMP ROOM / MOTOR 4
12 | Dist.01 | B01 | EQ-2022-01812 | Low Voltage Panel | TOSHKA/D01/J02(B01)/Admin/PPB
4 | Dist.01 | B01 | EQ-2022-01786 | MDB | TOSHKA/D01/J02(B01)/Control Room/MDB
13 | Dist.01 | B01 | EQ-2022-11511 | power factor panel | TOSHKA/D01/J02(B01)/Control Room/P.F
11 | Dist.01 | B01 | EQ-2022-01795 | Low Voltage Panel | TOSHKA/D01/J02(B01)/Control Room/PPB
6 | Dist.01 | B01 | EQ-2022-01808 | Soft Starter | TOSHKA/D01/J02(B01)/Control Room/SS1
9 | Dist.01 | B01 | EQ-2022-11479 | Soft Starter | TOSHKA/D01/J02(B01)/Control Room/SS4
10 | Dist.01 | B01 | EQ-2022-11480 | Soft Starter | TOSHKA/D01/J02(B01)/Control Room/SS5
5 | Dist.01 | B01 | EQ-2022-01793 | SUB MDB | TOSHKA/D01/J02(B01)/Control Room/SUB MDB
7 | Dist.01 | B01 | EQ-2022-01807 | VFD | TOSHKA/D01/J02(B01)/Control Room/VFD2
8 | Dist.01 | B01 | EQ-2022-11481 | VFD | TOSHKA/D01/J02(B01)/Control Room/VFD3
16 | Dist.01 | B01 | EQ-2022-07276 | Kiosk | TOSHKA/D01/J02(B01)/KIOSK08
17 | Dist.01 | B01 | EQ-2022-11508 | Kiosk | TOSHKA/D01/J02(B01)/KIOSK09
1 | Dist.01 | B01 | EQ-2022-01779 | Main R.M.U SF6 | TOSHKA/D01/J02(B01)/Main R.M.U
15 | Dist.01 | B01 | EQ-2023-01719 | Low Voltage Panel | TOSHKA/D01/J02(B01)/OUTDOOR/PPB
18 | Dist.01 | B01 | EQ-2022-11984 | Motor | TOSHKA/D01/J02(B01)/PUMP ROOM/MOTOR01
19 | Dist.01 | B01 | EQ-2022-11985 | Motor | TOSHKA/D01/J02(B01)/PUMP ROOM/MOTOR02
20 | Dist.01 | B01 | EQ-2022-11986 | Motor | TOSHKA/D01/J02(B01)/PUMP ROOM/MOTOR03
21 | Dist.01 | B01 | EQ-2023-01720 | Motor | TOSHKA/D01/J02(B01)/PUMP ROOM/MOTOR04
22 | Dist.01 | B01 | EQ-2022-11988 | Motor | TOSHKA/D01/J02(B01)/PUMP ROOM/MOTOR05
14 | Dist.01 | B01 | EQ-2022-11488 | Low Voltage Panel | TOSHKA/D01/J02(B01)/PUMP ROOM/PPB
2 | Dist.01 | B01 | EQ-2022-01780 | Sub R.M.U AIR | TOSHKA/D01/J02(B01)/Sub R.M.U
3 | Dist.01 | B01 | EQ-2022-01782 | Transformer | TOSHKA/D01/J02(B01)/Transformer 1
13 | Dist.01 | B02 | EQ-2022-11593 | Low Voltage Panel | TOSHKA/D01/J02(B02)/Admin/PPB
4 | Dist.01 | B02 | EQ-2022-11590 | MDB | TOSHKA/D01/J02(B02)/Control Room/MDB
15 | Dist.01 | B02 | EQ-2022-11600 | power factor panel | TOSHKA/D01/J02(B02)/Control Room/P.F
12 | Dist.01 | B02 | EQ-2022-11592 | Low Voltage Panel | TOSHKA/D01/J02(B02)/Control Room/PPB
6 | Dist.01 | B02 | EQ-2022-11589 | Soft Starter | TOSHKA/D01/J02(B02)/Control Room/SS1
9 | Dist.01 | B02 | EQ-2022-11588 | Soft Starter | TOSHKA/D01/J02(B02)/Control Room/SS4
10 | Dist.01 | B02 | EQ-2022-11587 | Soft Starter | TOSHKA/D01/J02(B02)/Control Room/SS5
5 | Dist.01 | B02 | EQ-2022-11591 | SUB MDB | TOSHKA/D01/J02(B02)/Control Room/SUB MDB
7 | Dist.01 | B02 | EQ-2022-11586 | VFD | TOSHKA/D01/J02(B02)/Control Room/VFD2
8 | Dist.01 | B02 | EQ-2022-11585 | VFD | TOSHKA/D01/J02(B02)/Control Room/VFD3
16 | Dist.01 | B02 | EQ-2022-11601 | Kiosk | TOSHKA/D01/J02(B02)/KIOSK06
17 | Dist.01 | B02 | EQ-2022-11602 | Kiosk | TOSHKA/D01/J02(B02)/KIOSK07
18 | Dist.01 | B02 | EQ-2022-11603 | Kiosk | TOSHKA/D01/J02(B02)/KIOSK10
1 | Dist.01 | B02 | EQ-2022-11581 | Main R.M.U SF6 | TOSHKA/D01/J02(B02)/Main R.M.U
11 | Dist.01 | B02 | EQ-2022-01829 | Low Voltage Panel | TOSHKA/D01/J02(B02)/OUTDOOR/PPB
19 | Dist.01 | B02 | EQ-2022-11989 | Motor | TOSHKA/D01/J02(B02)/PUMP ROOM/MOTOR01
20 | Dist.01 | B02 | EQ-2022-11990 | Motor | TOSHKA/D01/J02(B02)/PUMP ROOM/MOTOR02
21 | Dist.01 | B02 | EQ-2022-11991 | Motor | TOSHKA/D01/J02(B02)/PUMP ROOM/MOTOR03
22 | Dist.01 | B02 | EQ-2022-11992 | Motor | TOSHKA/D01/J02(B02)/PUMP ROOM/MOTOR04
23 | Dist.01 | B02 | EQ-2022-11993 | Motor | TOSHKA/D01/J02(B02)/PUMP ROOM/MOTOR05
14 | Dist.01 | B02 | EQ-2022-11594 | Low Voltage Panel | TOSHKA/D01/J02(B02)/PUMP ROOM/PPB
2 | Dist.01 | B02 | EQ-2022-01818 | SUB R.M.U AIR | TOSHKA/D01/J02(B02)/SUB R.M.U
3 | Dist.01 | B02 | EQ-2022-11582 | Transformer | TOSHKA/D01/J02(B02)/Transformer 1
13 | Dist.01 | B03 | EQ-2022-11616 | Low Voltage Panel | TOSHKA/D01/J13(B03)/Admin/PPB
4 | Dist.01 | B03 | EQ-2023-01516 | MDB | TOSHKA/D01/J13(B03)/Control Room/MDB
15 | Dist.01 | B03 | EQ-2022-11614 | power factor panel | TOSHKA/D01/J13(B03)/Control Room/P.F
14 | Dist.01 | B03 | EQ-2022-11617 | Low Voltage Panel | TOSHKA/D01/J13(B03)/Control Room/PPB
6 | Dist.01 | B03 | EQ-2022-11613 | Soft Starter | TOSHKA/D01/J13(B03)/Control Room/SS1
9 | Dist.01 | B03 | EQ-2022-11612 | Soft Starter | TOSHKA/D01/J13(B03)/Control Room/SS4
10 | Dist.01 | B03 | EQ-2022-11611 | Soft Starter | TOSHKA/D01/J13(B03)/Control Room/SS5
5 | Dist.01 | B03 | EQ-2023-01515 | SUB MDB | TOSHKA/D01/J13(B03)/Control Room/SUB MDB
7 | Dist.01 | B03 | EQ-2022-11610 | VFD | TOSHKA/D01/J13(B03)/Control Room/VFD2
8 | Dist.01 | B03 | EQ-2022-11609 | VFD | TOSHKA/D01/J13(B03)/Control Room/VFD3
16 | Dist.01 | B03 | EQ-2022-11623 | Kiosk | TOSHKA/D01/J13(B03)/KIOSK04
17 | Dist.01 | B03 | EQ-2022-11624 | Kiosk | TOSHKA/D01/J13(B03)/KIOSK05
1 | Dist.01 | B03 | EQ-2022-11604 | Main R.M.U AIR | TOSHKA/D01/J13(B03)/Main R.M.U
11 | Dist.01 | B03 | EQ-2022-01909 | Low Voltage Panel | TOSHKA/D01/J13(B03)/OUTDOOR/PPB
20 | Dist.01 | B03 | EQ-2022-11997 | Motor | TOSHKA/D01/J13(B03)/PUMP ROOM / MOTOR 3
21 | Dist.01 | B03 | EQ-2022-11998 | Motor | TOSHKA/D01/J13(B03)/PUMP ROOM / MOTOR 4
22 | Dist.01 | B03 | EQ-2022-11999 | Motor | TOSHKA/D01/J13(B03)/PUMP ROOM / MOTOR 5
18 | Dist.01 | B03 | EQ-2022-11995 | Motor | TOSHKA/D01/J13(B03)/PUMP ROOM/MOTOR01
19 | Dist.01 | B03 | EQ-2022-11996 | Motor | TOSHKA/D01/J13(B03)/PUMP ROOM/MOTOR02
12 | Dist.01 | B03 | EQ-2022-11615 | Low Voltage Panel | TOSHKA/D01/J13(B03)/PUMP ROOM/PPB
2 | Dist.01 | B03 | EQ-2022-11605 | SUB R.M.U AIR | TOSHKA/D01/J13(B03)/Sub R.M.U
3 | Dist.01 | B03 | EQ-2023-01471 | Transformer | TOSHKA/D01/J13(B03)/Transformer 1
13 | Dist.01 | B04 | EQ-2022-11635 | Low Voltage Panel | TOSHKA/D01/J13(B04)/Admin/PPB
4 | Dist.01 | B04 | EQ-2022-11628 | MDB | TOSHKA/D01/J13(B04)/Control Room/MDB
15 | Dist.01 | B04 | EQ-2022-11637 | power factor panel | TOSHKA/D01/J13(B04)/Control Room/P.F
14 | Dist.01 | B04 | EQ-2022-11636 | Low Voltage Panel | TOSHKA/D01/J13(B04)/Control Room/PPB
6 | Dist.01 | B04 | EQ-2022-11633 | Soft Starter | TOSHKA/D01/J13(B04)/Control Room/SS1
9 | Dist.01 | B04 | EQ-2023-02117 | Soft Starter | TOSHKA/D01/J13(B04)/Control Room/SS4
10 | Dist.01 | B04 | EQ-2022-11654 | Soft Starter | TOSHKA/D01/J13(B04)/Control Room/SS5
5 | Dist.01 | B04 | EQ-2022-11629 | SUB MDB | TOSHKA/D01/J13(B04)/Control Room/SUB MDB
7 | Dist.01 | B04 | EQ-2022-11631 | VFD | TOSHKA/D01/J13(B04)/Control Room/VFD2
8 | Dist.01 | B04 | EQ-2022-11630 | VFD | TOSHKA/D01/J13(B04)/Control Room/VFD3
16 | Dist.01 | B04 | EQ-2022-11643 | Kiosk | TOSHKA/D01/J13(B04)/KIOSK 2
17 | Dist.01 | B04 | EQ-2022-11644 | Kiosk | TOSHKA/D01/J13(B04)/KIOSK 3
1 | Dist.01 | B04 | EQ-2022-11625 | Main R.M.U SF6 | TOSHKA/D01/J13(B04)/Main R.M.U
11 | Dist.01 | B04 | EQ-2022-01960 | Low Voltage Panel | TOSHKA/D01/J13(B04)/OUTDOOR/PPB
20 | Dist.01 | B04 | EQ-2022-12036 | Motor | TOSHKA/D01/J13(B04)/PUMP ROOM / MOTOR 3
21 | Dist.01 | B04 | EQ-2022-12037 | Motor | TOSHKA/D01/J13(B04)/PUMP ROOM / MOTOR 4
22 | Dist.01 | B04 | EQ-2022-12038 | Motor | TOSHKA/D01/J13(B04)/PUMP ROOM / MOTOR 5
18 | Dist.01 | B04 | EQ-2022-12032 | Motor | TOSHKA/D01/J13(B04)/PUMP ROOM/MOTOR01
19 | Dist.01 | B04 | EQ-2022-12035 | Motor | TOSHKA/D01/J13(B04)/PUMP ROOM/MOTOR02
12 | Dist.01 | B04 | EQ-2022-11634 | Low Voltage Panel | TOSHKA/D01/J13(B04)/PUMP ROOM/PPB
2 | Dist.01 | B04 | EQ-2022-11626 | SUB R.M.U AIR | TOSHKA/D01/J13(B04)/Sub R.M.U
3 | Dist.01 | B04 | EQ-2022-11627 | Transformer | TOSHKA/D01/J13(B04)/Transformer 1
12 | Dist.01 | B05 | EQ-2022-11675 | Low Voltage Panel | TOSHKA/D01/J13(B05)/Admin/PPB
4 | Dist.01 | B05 | EQ-2022-11648 | MDB | TOSHKA/D01/J13(B05)/Control Room/MDB
14 | Dist.01 | B05 | EQ-2022-11673 | power factor panel | TOSHKA/D01/J13(B05)/Control Room/P.F
11 | Dist.01 | B05 | EQ-2022-11674 | Low Voltage Panel | TOSHKA/D01/J13(B05)/Control Room/PPB
6 | Dist.01 | B05 | EQ-2022-11653 | Soft Starter | TOSHKA/D01/J13(B05)/Control Room/SS1
9 | Dist.01 | B05 | EQ-2022-11652 | Soft Starter | TOSHKA/D01/J13(B05)/Control Room/SS4
5 | Dist.01 | B05 | EQ-2022-11649 | SUB MDB | TOSHKA/D01/J13(B05)/Control Room/SUB MDB
7 | Dist.01 | B05 | EQ-2022-11651 | VFD | TOSHKA/D01/J13(B05)/Control Room/VFD2
8 | Dist.01 | B05 | EQ-2022-11650 | VFD | TOSHKA/D01/J13(B05)/Control Room/VFD3
15 | Dist.01 | B05 | EQ-2022-11677 | Kiosk | TOSHKA/D01/J13(B05)/KIOSK 01
1 | Dist.01 | B05 | EQ-2023-01557 | Main R.M.U AIR | TOSHKA/D01/J13(B05)/Main R.M.U
10 | Dist.01 | B05 | EQ-2022-01978 | Low Voltage Panel | TOSHKA/D01/J13(B05)/OUTDOOR/PPB
16 | Dist.01 | B05 | EQ-2022-11672 | Motor | TOSHKA/D01/J13(B05)/PUMP ROOM/MOTOR01
17 | Dist.01 | B05 | EQ-2022-11671 | Motor | TOSHKA/D01/J13(B05)/PUMP ROOM/MOTOR02
18 | Dist.01 | B05 | EQ-2022-11670 | Motor | TOSHKA/D01/J13(B05)/PUMP ROOM/MOTOR03
19 | Dist.01 | B05 | EQ-2022-11669 | Motor | TOSHKA/D01/J13(B05)/PUMP ROOM/MOTOR04
13 | Dist.01 | B05 | EQ-2022-11676 | Low Voltage Panel | TOSHKA/D01/J13(B05)/PUMP ROOM/PPB
2 | Dist.01 | B05 | EQ-2022-11646 | SUB R.M.U AIR | TOSHKA/D01/J13(B05)/Sub R.M.U
3 | Dist.01 | B05 | EQ-2022-11647 | Transformer | TOSHKA/D01/J13(B05)/Transformer 1
9 | Dist.01 | B06 | EQ-2022-11686 | Low Voltage Panel | TOSHKA/D01/J04(B06)/Admin/PPB
3 | Dist.01 | B06 | EQ-2022-11681 | MDB | TOSHKA/D01/J04(B06)/Control Room/MDB
10 | Dist.01 | B06 | EQ-2022-11687 | Low Voltage Panel | TOSHKA/D01/J04(B06)/Control Room/PPB
4 | Dist.01 | B06 | EQ-2022-11682 | SUB MDB | TOSHKA/D01/J04(B06)/Control Room/SUB MDB
6 | Dist.01 | B06 | EQ-2022-11683 | VFD | TOSHKA/D01/J04(B06)/Control Room/VFD1
5 | Dist.01 | B06 | EQ-2022-11684 | VFD | TOSHKA/D01/J04(B06)/Control Room/VFD2
1 | Dist.01 | B06 | EQ-2022-11678 | Main R.M.U AIR | TOSHKA/D01/J04(B06)/Main R.M.U
7 | Dist.01 | B06 | EQ-2022-01990 | Low Voltage Panel | TOSHKA/D01/J04(B06)/OUTDOOR/PPB
11 | Dist.01 | B06 | EQ-2022-11688 | Motor | TOSHKA/D01/J04(B06)/PUMP ROOM/MOTOR01
12 | Dist.01 | B06 | EQ-2022-11689 | Motor | TOSHKA/D01/J04(B06)/PUMP ROOM/MOTOR02
8 | Dist.01 | B06 | EQ-2022-11685 | Low Voltage Panel | TOSHKA/D01/J04(B06)/PUMP ROOM/PPB
2 | Dist.01 | B06 | EQ-2022-11680 | Transformer | TOSHKA/D01/J04(B06)/Transformer 1
12 | Dist.01 | B07 | EQ-2022-11706 | Low Voltage Panel | TOSHKA/D01/J03(B07)/Admin/PPB
4 | Dist.01 | B07 | EQ-2022-11696 | MDB | TOSHKA/D01/J03(B07)/Control Room/MDB
14 | Dist.01 | B07 | EQ-2022-11704 | power factor panel | TOSHKA/D01/J03(B07)/Control Room/P.F
11 | Dist.01 | B07 | EQ-2022-11705 | Low Voltage Panel | TOSHKA/D01/J03(B07)/Control Room/PPB
6 | Dist.01 | B07 | EQ-2022-11702 | Soft Starter | TOSHKA/D01/J03(B07)/Control Room/SS1
9 | Dist.01 | B07 | EQ-2022-11701 | Soft Starter | TOSHKA/D01/J03(B07)/Control Room/SS4
5 | Dist.01 | B07 | EQ-2022-11697 | SUB MDB | TOSHKA/D01/J03(B07)/Control Room/SUB MDB
7 | Dist.01 | B07 | EQ-2022-11700 | VFD | TOSHKA/D01/J03(B07)/Control Room/VFD2
8 | Dist.01 | B07 | EQ-2022-11698 | VFD | TOSHKA/D01/J03(B07)/Control Room/VFD3
15 | Dist.01 | B07 | EQ-2022-11712 | Kiosk | TOSHKA/D01/J03(B07)/KIOSK 07
1 | Dist.01 | B07 | EQ-2022-11693 | Main R.M.U AIR | TOSHKA/D01/J03(B07)/Main R.M.U
10 | Dist.01 | B07 | EQ-2022-11703 | Low Voltage Panel | TOSHKA/D01/J03(B07)/OUTDOOR/PPB
16 | Dist.01 | B07 | EQ-2022-12042 | Motor | TOSHKA/D01/J03(B07)/PUMP ROOM/MOTOR01
17 | Dist.01 | B07 | EQ-2022-12043 | Motor | TOSHKA/D01/J03(B07)/PUMP ROOM/MOTOR02
18 | Dist.01 | B07 | EQ-2022-12044 | Motor | TOSHKA/D01/J03(B07)/PUMP ROOM/MOTOR03
19 | Dist.01 | B07 | EQ-2022-12045 | Motor | TOSHKA/D01/J03(B07)/PUMP ROOM/MOTOR04
13 | Dist.01 | B07 | EQ-2022-11707 | Low Voltage Panel | TOSHKA/D01/J03(B07)/PUMP ROOM/PPB
2 | Dist.01 | B07 | EQ-2022-11694 | SUB R.M.U AIR | TOSHKA/D01/J03(B07)/Sub R.M.U
3 | Dist.01 | B07 | EQ-2022-11695 | Transformer | TOSHKA/D01/J03(B07)/Transformer 1
11 | Dist.01 | B08 | EQ-2023-02030 | Low Voltage Panel | TOSHKA/D01/J12(B08)/Admin/PPB
4 | Dist.01 | B08 | EQ-2022-02070 | MDB | TOSHKA/D01/J12(B08)/Control Room/MDB
15 | Dist.01 | B08 | EQ-2023-02016 | power factor panel | TOSHKA/D01/J12(B08)/Control Room/P.F
13 | Dist.01 | B08 | EQ-2023-02015 | Low Voltage Panel | TOSHKA/D01/J12(B08)/Control Room/PPB
6 | Dist.01 | B08 | EQ-2022-02073 | Soft Starter | TOSHKA/D01/J12(B08)/Control Room/SS1
9 | Dist.01 | B08 | EQ-2023-01533 | Soft Starter | TOSHKA/D01/J12(B08)/Control Room/SS4
10 | Dist.01 | B08 | EQ-2023-02009 | Soft Starter | TOSHKA/D01/J12(B08)/Control Room/SS5
5 | Dist.01 | B08 | EQ-2022-02071 | SUB MDB | TOSHKA/D01/J12(B08)/Control Room/SUB MDB
7 | Dist.01 | B08 | EQ-2022-02074 | VFD | TOSHKA/D01/J12(B08)/Control Room/VFD2
8 | Dist.01 | B08 | EQ-2023-01535 | VFD | TOSHKA/D01/J12(B08)/Control Room/VFD3
17 | Dist.01 | B08 | EQ-2023-02022 | Kiosk | TOSHKA/D01/J12(B08)/KIOSK08
16 | Dist.01 | B08 | EQ-2023-02020 | Kiosk | TOSHKA/D01/J12(B08)/KIOSK09
1 | Dist.01 | B08 | EQ-2022-02067 | Main R.M.U SF6 | TOSHKA/D01/J12(B08)/Main R.M.U
14 | Dist.01 | B08 | EQ-2023-02019 | Low Voltage Panel | TOSHKA/D01/J12(B08)/OUTDOOR/PPB
20 | Dist.01 | B08 | EQ-2022-12048 | Motor | TOSHKA/D01/J12(B08)/PUMP ROOM / MOTOR 3
21 | Dist.01 | B08 | EQ-2022-12049 | Motor | TOSHKA/D01/J12(B08)/PUMP ROOM / MOTOR 4
22 | Dist.01 | B08 | EQ-2023-02131 | Motor | TOSHKA/D01/J12(B08)/PUMP ROOM / MOTOR 5
18 | Dist.01 | B08 | EQ-2022-12046 | Motor | TOSHKA/D01/J12(B08)/PUMP ROOM/MOTOR01
19 | Dist.01 | B08 | EQ-2022-12047 | Motor | TOSHKA/D01/J12(B08)/PUMP ROOM/MOTOR02
12 | Dist.01 | B08 | EQ-2023-02029 | Low Voltage Panel | TOSHKA/D01/J12(B08)/PUMP ROOM/PPB
2 | Dist.01 | B08 | EQ-2022-02068 | SUB R.M.U AIR | TOSHKA/D01/J12(B08)/SUB R.M.U
3 | Dist.01 | B08 | EQ-2022-02069 | Transformer | TOSHKA/D01/J12(B08)/Transformer 1
11 | Dist.01 | B09 | EQ-2023-01688 | Low Voltage Panel | TOSHKA/D01/J11(B09)/Admin/PPB
3 | Dist.01 | B09 | EQ-2023-01681 | MDB | TOSHKA/D01/J11(B09)/Control Room/MDB
12 | Dist.01 | B09 | EQ-2023-01686 | power factor panel | TOSHKA/D01/J11(B09)/Control Room/P.F
10 | Dist.01 | B09 | EQ-2023-02045 | Low Voltage Panel | TOSHKA/D01/J11(B09)/Control Room/PPB
5 | Dist.01 | B09 | EQ-2023-01683 | Soft Starter | TOSHKA/D01/J11(B09)/Control Room/SS1
4 | Dist.01 | B09 | EQ-2023-01682 | SUB MDB | TOSHKA/D01/J11(B09)/Control Room/SUB MDB
6 | Dist.01 | B09 | EQ-2023-01684 | VFD | TOSHKA/D01/J11(B09)/Control Room/VFD2
7 | Dist.01 | B09 | EQ-2023-01685 | VFD | TOSHKA/D01/J11(B09)/Control Room/VFD3
1 | Dist.01 | B09 | EQ-2023-01678 | Main R.M.U AIR | TOSHKA/D01/J11(B09)/Main R.M.U
9 | Dist.01 | B09 | EQ-2023-01689 | Low Voltage Panel | TOSHKA/D01/J11(B09)/OUTDOOR/PPB
13 | Dist.01 | B09 | EQ-2022-12050 | Motor | TOSHKA/D01/J11(B09)/PUMP ROOM/MOTOR01
14 | Dist.01 | B09 | EQ-2022-12051 | Motor | TOSHKA/D01/J11(B09)/PUMP ROOM/MOTOR02
15 | Dist.01 | B09 | EQ-2022-12052 | Motor | TOSHKA/D01/J11(B09)/PUMP ROOM/MOTOR03
8 | Dist.01 | B09 | EQ-2023-01687 | Low Voltage Panel | TOSHKA/D01/J11(B09)/PUMP ROOM/PPB
2 | Dist.01 | B09 | EQ-2023-01680 | Transformer | TOSHKA/D01/J11(B09)/Transformer 1
13 | Dist.02 | B10 | EQ-2022-02113 | Low Voltage Panel | TOSHKA/D02/J02(B10)/Admin/PPB
4 | Dist.02 | B10 | EQ-2022-02103 | MDB | TOSHKA/D02/J02(B10)/Control Room/MDB
15 | Dist.02 | B10 | EQ-2022-02111 | power factor panel | TOSHKA/D02/J02(B10)/Control Room/P.F
11 | Dist.02 | B10 | EQ-2022-02105 | Low Voltage Panel | TOSHKA/D02/J02(B10)/Control Room/PPB
6 | Dist.02 | B10 | EQ-2022-02106 | Soft Starter | TOSHKA/D02/J02(B10)/Control Room/SS1
9 | Dist.02 | B10 | EQ-2022-02109 | Soft Starter | TOSHKA/D02/J02(B10)/Control Room/SS4
10 | Dist.02 | B10 | EQ-2022-02110 | Soft Starter | TOSHKA/D02/J02(B10)/Control Room/SS5
5 | Dist.02 | B10 | EQ-2022-02104 | SUB MDB | TOSHKA/D02/J02(B10)/Control Room/SUB MDB
7 | Dist.02 | B10 | EQ-2022-02107 | VFD | TOSHKA/D02/J02(B10)/Control Room/VFD2
8 | Dist.02 | B10 | EQ-2022-02108 | VFD | TOSHKA/D02/J02(B10)/Control Room/VFD3
16 | Dist.02 | B10 | EQ-2022-02120 | Kiosk | TOSHKA/D02/J02(B10)/KIOSK10
1 | Dist.02 | B10 | EQ-2022-02130 | Main R.M.U SF6 | TOSHKA/D02/J02(B10)/Main R.M.U
12 | Dist.02 | B10 | EQ-2022-02112 | Low Voltage Panel | TOSHKA/D02/J02(B10)/OUTDOOR/PPB
17 | Dist.02 | B10 | EQ-2022-12053 | Motor | TOSHKA/D02/J02(B10)/PUMP ROOM/MOTOR01
18 | Dist.02 | B10 | EQ-2022-12054 | Motor | TOSHKA/D02/J02(B10)/PUMP ROOM/MOTOR02
19 | Dist.02 | B10 | EQ-2022-12055 | Motor | TOSHKA/D02/J02(B10)/PUMP ROOM/MOTOR03
20 | Dist.02 | B10 | EQ-2023-02132 | Motor | TOSHKA/D02/J02(B10)/PUMP ROOM/MOTOR04
21 | Dist.02 | B10 | EQ-2023-02134 | Motor | TOSHKA/D02/J02(B10)/PUMP ROOM/MOTOR05
14 | Dist.02 | B10 | EQ-2022-02114 | Low Voltage Panel | TOSHKA/D02/J02(B10)/PUMP ROOM/PPB
2 | Dist.02 | B10 | EQ-2022-02133 | SUB R.M.U AIR | TOSHKA/D02/J02(B10)/SUB R.M.U
3 | Dist.02 | B10 | EQ-2022-02102 | Transformer | TOSHKA/D02/J02(B10)/Transformer 1
13 | Dist.02 | B11 | EQ-2022-02162 | Low Voltage Panel | TOSHKA/D02/J02(B11)/Admin/PPB
4 | Dist.02 | B11 | EQ-2022-02138 | MDB | TOSHKA/D02/J02(B11)/Control Room/MDB
15 | Dist.02 | B11 | EQ-2022-02160 | power factor panel | TOSHKA/D02/J02(B11)/Control Room/P.F
11 | Dist.02 | B11 | EQ-2022-02140 | Low Voltage Panel | TOSHKA/D02/J02(B11)/Control Room/PPB
6 | Dist.02 | B11 | EQ-2022-02154 | Soft Starter | TOSHKA/D02/J02(B11)/Control Room/SS1
9 | Dist.02 | B11 | EQ-2022-02158 | Soft Starter | TOSHKA/D02/J02(B11)/Control Room/SS4
10 | Dist.02 | B11 | EQ-2022-02159 | Soft Starter | TOSHKA/D02/J02(B11)/Control Room/SS5
5 | Dist.02 | B11 | EQ-2022-02139 | SUB MDB | TOSHKA/D02/J02(B11)/Control Room/SUB MDB
16 | Dist.02 | B11 | EQ-2022-02169 | Kiosk | TOSHKA/D02/J02(B11)/KIOSK11
17 | Dist.02 | B11 | EQ-2022-02170 | Kiosk | TOSHKA/D02/J02(B11)/KIOSK12
18 | Dist.02 | B11 | EQ-2022-02171 | Kiosk | TOSHKA/D02/J02(B11)/KIOSK13
1 | Dist.02 | B11 | EQ-2022-02134 | Main R.M.U SF6 | TOSHKA/D02/J02(B11)/Main R.M.U
12 | Dist.02 | B11 | EQ-2022-02161 | Low Voltage Panel | TOSHKA/D02/J02(B11)/OUTDOOR/PPB
19 | Dist.02 | B11 | EQ-2022-12058 | Motor | TOSHKA/D02/J02(B11)/PUMP ROOM/MOTOR01
20 | Dist.02 | B11 | EQ-2022-12059 | Motor | TOSHKA/D02/J02(B11)/PUMP ROOM/MOTOR02
21 | Dist.02 | B11 | EQ-2022-12060 | Motor | TOSHKA/D02/J02(B11)/PUMP ROOM/MOTOR03
22 | Dist.02 | B11 | EQ-2022-12061 | Motor | TOSHKA/D02/J02(B11)/PUMP ROOM/MOTOR04
23 | Dist.02 | B11 | EQ-2022-12062 | Motor | TOSHKA/D02/J02(B11)/PUMP ROOM/MOTOR05
14 | Dist.02 | B11 | EQ-2022-02163 | Low Voltage Panel | TOSHKA/D02/J02(B11)/PUMP ROOM/PPB
2 | Dist.02 | B11 | EQ-2022-02135 | SUB R.M.U AIR | TOSHKA/D02/J02(B11)/SUB R.M.U
3 | Dist.02 | B11 | EQ-2022-02136 | Transformer | TOSHKA/D02/J02(B11)/Transformer 1
7 | Dist.02 | B11 | EQ-2022-02156 | VFD | TOSHKA/D02/J02(B11)Control Room/VFD2
8 | Dist.02 | B11 | EQ-2022-02157 | VFD | TOSHKA/D02/J02(B11)Control Room/VFD3
8 | Dist.02 | B12 | EQ-2022-02180 | Low Voltage Panel | TOSHKA/D02/J11(B12)/Admin/PPB
3 | Dist.02 | B12 | EQ-2022-02174 | MDB | TOSHKA/D02/J11(B12)/Control Room/MDB
10 | Dist.02 | B12 | EQ-2022-02176 | Low Voltage Panel | TOSHKA/D02/J11(B12)/Control Room/PPB
4 | Dist.02 | B12 | EQ-2022-02175 | SUB MDB | TOSHKA/D02/J11(B12)/Control Room/SUB MDB
5 | Dist.02 | B12 | EQ-2022-02177 | VFD | TOSHKA/D02/J11(B12)/Control Room/VFD1
6 | Dist.02 | B12 | EQ-2022-02178 | VFD | TOSHKA/D02/J11(B12)/Control Room/VFD2
1 | Dist.02 | B12 | EQ-2022-02172 | Main R.M.U AIR | TOSHKA/D02/J11(B12)/Main R.M.U
7 | Dist.02 | B12 | EQ-2022-02179 | Low Voltage Panel | TOSHKA/D02/J11(B12)/OUTDOOR/PPB
11 | Dist.02 | B12 | EQ-2022-12063 | Motor | TOSHKA/D02/J11(B12)/PUMP ROOM/MOTOR01
12 | Dist.02 | B12 | EQ-2022-12064 | Motor | TOSHKA/D02/J11(B12)/PUMP ROOM/MOTOR02
9 | Dist.02 | B12 | EQ-2022-02181 | Low Voltage Panel | TOSHKA/D02/J11(B12)/PUMP ROOM/PPB
2 | Dist.02 | B12 | EQ-2022-02173 | Transformer | TOSHKA/D02/J11(B12)/Transformer 1
13 | Dist.02 | B13 | EQ-2022-02197 | Low Voltage Panel | TOSHKA/D02/J11(B13)/Admin/PPB
4 | Dist.02 | B13 | EQ-2022-02187 | MDB | TOSHKA/D02/J11(B13)/Control Room/MDB
15 | Dist.02 | B13 | EQ-2022-02195 | power factor panel | TOSHKA/D02/J11(B13)/Control Room/P.F
11 | Dist.02 | B13 | EQ-2022-02189 | Low Voltage Panel | TOSHKA/D02/J11(B13)/Control Room/PPB
6 | Dist.02 | B13 | EQ-2022-02190 | Soft Starter | TOSHKA/D02/J11(B13)/Control Room/SS1
9 | Dist.02 | B13 | EQ-2022-02192 | Soft Starter | TOSHKA/D02/J11(B13)/Control Room/SS4
10 | Dist.02 | B13 | EQ-2022-02193 | Soft Starter | TOSHKA/D02/J11(B13)/Control Room/SS5
5 | Dist.02 | B13 | EQ-2022-02188 | SUB MDB | TOSHKA/D02/J11(B13)/Control Room/SUB MDB
7 | Dist.02 | B13 | EQ-2022-02191 | VFD | TOSHKA/D02/J11(B13)/Control Room/VFD2
8 | Dist.02 | B13 | EQ-2022-02194 | VFD | TOSHKA/D02/J11(B13)/Control Room/VFD3
16 | Dist.02 | B13 | EQ-2022-02213 | Kiosk | TOSHKA/D02/J11(B13)/KIOSK14
17 | Dist.02 | B13 | EQ-2022-02214 | Kiosk | TOSHKA/D02/J11(B13)/KIOSK15
1 | Dist.02 | B13 | EQ-2022-02184 | Main R.M.U SF6 | TOSHKA/D02/J11(B13)/Main R.M.U
12 | Dist.02 | B13 | EQ-2022-02196 | Low Voltage Panel | TOSHKA/D02/J11(B13)/OUTDOOR/PPB
104 | Dist.02 | B13 | EQ-2023-02146 | Motor | TOSHKA/D02/J11(B13)/PUMP ROOM / MOTOR 4
101 | Dist.02 | B13 | EQ-2022-12065 | Motor | TOSHKA/D02/J11(B13)/PUMP ROOM/MOTOR01
103 | Dist.02 | B13 | EQ-2022-12067 | Motor | TOSHKA/D02/J11(B13)/PUMP ROOM/MOTOR03
105 | Dist.02 | B13 | EQ-2023-02148 | Motor | TOSHKA/D02/J11(B13)/PUMP ROOM/MOTOR05
102 | Dist.02 | B13 | EQ-2022-12066 | Motor | TOSHKA/D02/J11(B13)/PUMP ROOM/MOTOR2
14 | Dist.02 | B13 | EQ-2022-02198 | Low Voltage Panel | TOSHKA/D02/J11(B13)/PUMP ROOM/PPB
2 | Dist.02 | B13 | EQ-2022-02185 | SUB R.M.U AIR | TOSHKA/D02/J11(B13)/SUB R.M.U
3 | Dist.02 | B13 | EQ-2022-02186 | Transformer | TOSHKA/D02/J11(B13)/Transformer 1
1 | Dist.05 | C01 | EQ-2023-00789 | Main R.M.U SF6 | TOSHKA/D05/J03(C01)/Main R.M.U
2 | Dist.05 | C01 | EQ-2023-00800 | SUB R.M.U AIR | TOSHKA/D05/J03(C01)/Sub R.M.U
3 | Dist.05 | C01 | EQ-2023-00791 | Transformer | TOSHKA/D05/J03(C01)/Transformer 1
4 | Dist.05 | C01 | EQ-2023-00802 | MDB | TOSHKA/D05/J03(C01)/Control Room/MDB
5 | Dist.05 | C01 | EQ-2023-00803 | SUB MDB | TOSHKA/D05/J03(C01)/Control Room/SUB MDB
6 | Dist.05 | C01 | EQ-2023-00805 | Soft Starter | TOSHKA/D05/J03(C01)/Control Room/SS1
7 | Dist.05 | C01 | EQ-2023-00808 | VFD | TOSHKA/D05/J03(C01)/Control Room/VFD2
8 | Dist.05 | C01 | EQ-2023-00811 | VFD | TOSHKA/D05/J03(C01)/Control Room/VFD3
9 | Dist.05 | C01 | EQ-2023-00806 | Soft Starter | TOSHKA/D05/J03(C01)/Control Room/SS4
10 | Dist.05 | C01 | EQ-2023-00807 | Soft Starter | TOSHKA/D05/J03(C01)/Control Room/SS5
11 | Dist.05 | C01 | EQ-2023-00804 | Low Voltage Panel | TOSHKA/D05/J03(C01)/Control Room/PPB
12 | Dist.05 | C01 | EQ-2023-00816 | Low Voltage Panel | TOSHKA/D05/J03(C01)/OUTDOOR/PPB
13 | Dist.05 | C01 | EQ-2023-00818 | Low Voltage Panel | TOSHKA/D05/J03(C01)/Admin/PPB
14 | Dist.05 | C01 | EQ-2023-00819 | Low Voltage Panel | TOSHKA/D05/J03(C01)/PUMP ROOM/PPB
15 | Dist.05 | C01 | EQ-2023-00813 | power factor panel | TOSHKA/D05/J03(C01)/Control Room/P.F
16 | Dist.05 | C01 | EQ-2023-00841 | Kiosk | TOSHKA/D05/J03(C01)/KIOSK01
17 | Dist.05 | C01 | EQ-2023-00843 | Kiosk | TOSHKA/D05/J03(C01)/KIOSK03
18 | Dist.05 | C01 | EQ-2023-00845 | Kiosk | TOSHKA/D05/J03(C01)/KIOSK04
19 | Dist.05 | C01 | EQ-2023-00847 | Kiosk | TOSHKA/D05/J03(C01)/KIOSK02
20 | Dist.05 | C01 | EQ-2022-11970 | Motor | TOSHKA/D05/J03(C01)/PUMP ROOM/MOTOR01
21 | Dist.05 | C01 | EQ-2022-11969 | Motor | TOSHKA/D05/J03(C01)/PUMP ROOM/MOTOR02
22 | Dist.05 | C01 | EQ-2022-11971 | Motor | TOSHKA/D05/J03(C01)/PUMP ROOM / MOTOR 3
23 | Dist.05 | C01 | EQ-2022-11972 | Motor | TOSHKA/D05/J03(C01)/PUMP ROOM / MOTOR 4
24 | Dist.05 | C01 | EQ-2022-11973 | Motor | TOSHKA/D05/J03(C01)/PUMP ROOM / MOTOR 5
12 | Dist.05 | C02 | EQ-2023-00861 | Low Voltage Panel | TOSHKA/D05/J10(C02)/Admin/PPB
4 | Dist.05 | C02 | EQ-2023-00851 | MDB | TOSHKA/D05/J10(C02)/Control Room/MDB
15 | Dist.05 | C02 | EQ-2023-00859 | power factor panel | TOSHKA/D05/J10(C02)/Control Room/P.F
14 | Dist.05 | C02 | EQ-2023-00853 | Low Voltage Panel | TOSHKA/D05/J10(C02)/Control Room/PPB
6 | Dist.05 | C02 | EQ-2023-00854 | Soft Starter | TOSHKA/D05/J10(C02)/Control Room/SS1
9 | Dist.05 | C02 | EQ-2023-00855 | Soft Starter | TOSHKA/D05/J10(C02)/Control Room/SS4
10 | Dist.05 | C02 | EQ-2023-00856 | Soft Starter | TOSHKA/D05/J10(C02)/Control Room/SS5
5 | Dist.05 | C02 | EQ-2023-00852 | SUB MDB | TOSHKA/D05/J10(C02)/Control Room/SUB MDB
7 | Dist.05 | C02 | EQ-2023-00857 | VFD | TOSHKA/D05/J10(C02)/Control Room/VFD2
8 | Dist.05 | C02 | EQ-2023-00858 | VFD | TOSHKA/D05/J10(C02)/Control Room/VFD3
16 | Dist.05 | C02 | EQ-2023-00863 | Kiosk | TOSHKA/D05/J10(C02)/KIOSK05
17 | Dist.05 | C02 | EQ-2023-00864 | Kiosk | TOSHKA/D05/J10(C02)/KIOSK06
18 | Dist.05 | C02 | EQ-2023-00865 | Kiosk | TOSHKA/D05/J10(C02)/KIOSK07
19 | Dist.05 | C02 | EQ-2023-00866 | Kiosk | TOSHKA/D05/J10(C02)/KIOSK08
1 | Dist.05 | C02 | EQ-2023-00801 | Main R.M.U SF6 | TOSHKA/D05/J10(C02)/Main R.M.U
11 | Dist.05 | C02 | EQ-2023-00860 | Low Voltage Panel | TOSHKA/D05/J10(C02)/OUTDOOR/PPB
22 | Dist.05 | C02 | EQ-2022-11976 | Motor | TOSHKA/D05/J10(C02)/PUMP ROOM / MOTOR 3
23 | Dist.05 | C02 | EQ-2022-11977 | Motor | TOSHKA/D05/J10(C02)/PUMP ROOM / MOTOR 4
24 | Dist.05 | C02 | EQ-2022-11978 | Motor | TOSHKA/D05/J10(C02)/PUMP ROOM / MOTOR 5
20 | Dist.05 | C02 | EQ-2022-11974 | Motor | TOSHKA/D05/J10(C02)/PUMP ROOM/MOTOR01
21 | Dist.05 | C02 | EQ-2022-11975 | Motor | TOSHKA/D05/J10(C02)/PUMP ROOM/MOTOR02
13 | Dist.05 | C02 | EQ-2023-00862 | Low Voltage Panel | TOSHKA/D05/J10(C02)/PUMP ROOM/PPB
2 | Dist.05 | C02 | EQ-2023-00790 | SUB R.M.U AIR | TOSHKA/D05/J10(C02)/Sub R.M.U
3 | Dist.05 | C02 | EQ-2023-00850 | Transformer | TOSHKA/D05/J10(C02)/Transformer 1
1 | Dist.05 | C03 | EQ-2023-00867 | Main R.M.U SF6 | TOSHKA/D05/J03(C03)/Main R.M.U
2 | Dist.05 | C03 | EQ-2023-00868 | SUB R.M.U AIR | TOSHKA/D05/J03(C03)/Sub R.M.U
3 | Dist.05 | C03 | EQ-2023-00869 | Transformer | TOSHKA/D05/J03(C03)/Transformer 1
4 | Dist.05 | C03 | EQ-2023-00870 | MDB | TOSHKA/D05/J03(C03)/Control Room/MDB
5 | Dist.05 | C03 | EQ-2023-00871 | SUB MDB | TOSHKA/D05/J03(C03)/Control Room/SUB MDB
6 | Dist.05 | C03 | EQ-2023-00873 | Soft Starter | TOSHKA/D05/J03(C03)/Control Room/SS1
7 | Dist.05 | C03 | EQ-2023-00876 | VFD | TOSHKA/D05/J03(C03)/Control Room/VFD2
8 | Dist.05 | C03 | EQ-2023-00877 | VFD | TOSHKA/D05/J03(C03)/Control Room/VFD3
9 | Dist.05 | C03 | EQ-2023-00874 | Soft Starter | TOSHKA/D05/J03(C03)/Control Room/SS4
10 | Dist.05 | C03 | EQ-2023-00875 | Soft Starter | TOSHKA/D05/J03(C03)/Control Room/SS5
11 | Dist.05 | C03 | EQ-2023-00879 | Low Voltage Panel | TOSHKA/D05/J03(C03)/OUTDOOR/PPB
12 | Dist.05 | C03 | EQ-2023-00880 | Low Voltage Panel | TOSHKA/D05/J03(C03)/Admin/PPB
13 | Dist.05 | C03 | EQ-2023-00872 | Low Voltage Panel | TOSHKA/D05/J03(C03)/Control Room/PPB
14 | Dist.05 | C03 | EQ-2023-00881 | Low Voltage Panel | TOSHKA/D05/J03(C03)/PUMP ROOM/PPB
15 | Dist.05 | C03 | EQ-2023-00878 | power factor panel | TOSHKA/D05/J03(C03)/Control Room/P.F
16 | Dist.05 | C03 | EQ-2023-00882 | Kiosk | TOSHKA/D05/J03(C03)/KIOSK09
17 | Dist.05 | C03 | EQ-2023-00883 | Kiosk | TOSHKA/D05/J03(C03)/KIOSK10
18 | Dist.05 | C03 | EQ-2022-11979 | Motor | TOSHKA/D05/J03(C03)/PUMP ROOM/MOTOR01
19 | Dist.05 | C03 | EQ-2022-11980 | Motor | TOSHKA/D05/J03(C03)/PUMP ROOM/MOTOR02
20 | Dist.05 | C03 | EQ-2023-02348 | Motor | TOSHKA/D05/J03(C03)/PUMP ROOM / MOTOR 3
21 | Dist.05 | C03 | EQ-2022-11982 | Motor | TOSHKA/D05/J03(C03)/PUMP ROOM / MOTOR 4
22 | Dist.05 | C03 | EQ-2022-11983 | Motor | TOSHKA/D05/J03(C03)/PUMP ROOM / MOTOR 5
1 | Dist.08 | D01 | EQ-2023-00884 | Main R.M.U AIR | TOSHKA/D08/J14(D01)/Main R.M.U
2 | Dist.08 | D01 | EQ-2023-00885 | Transformer | TOSHKA/D08/J14(D01)/Transformer 1
3 | Dist.08 | D01 | EQ-2023-00886 | MDB | TOSHKA/D08/J14(D01)/Control Room/MDB
4 | Dist.08 | D01 | EQ-2023-00887 | SUB MDB | TOSHKA/D08/J14(D01)/Control Room/SUB MDB
5 | Dist.08 | D01 | EQ-2023-00889 | Soft Starter | TOSHKA/D08/J14(D01)/Control Room/SS1
6 | Dist.08 | D01 | EQ-2023-00890 | VFD | TOSHKA/D08/J14(D01)/Control Room/VFD2
7 | Dist.08 | D01 | EQ-2023-00891 | VFD | TOSHKA/D08/J14(D01)/Control Room/VFD3
8 | Dist.08 | D01 | EQ-2023-00893 | Low Voltage Panel | TOSHKA/D08/J14(D01)/OUTDOOR/PPB
9 | Dist.08 | D01 | EQ-2023-00894 | Low Voltage Panel | TOSHKA/D08/J14(D01)/Admin/PPB
10 | Dist.08 | D01 | EQ-2023-00895 | Low Voltage Panel | TOSHKA/D08/J14(D01)/PUMP ROOM/PPB
11 | Dist.08 | D01 | EQ-2023-00888 | Low Voltage Panel | TOSHKA/D08/J14(D01)/Control Room/PPB
12 | Dist.08 | D01 | EQ-2023-00892 | power factor panel | TOSHKA/D08/J14(D01)/Control Room/P.F
13 | Dist.08 | D01 | EQ-2022-11792 | Motor | TOSHKA/D08/J14(D01)/PUMP ROOM/MOTOR01
14 | Dist.08 | D01 | EQ-2022-11793 | Motor | TOSHKA/D08/J14(D01)/PUMP ROOM/MOTOR02
15 | Dist.08 | D01 | EQ-2022-11794 | Motor | TOSHKA/D08/J14(D01)/PUMP ROOM / MOTOR 3
13 | Dist.08 | D02 | EQ-2023-00950 | Low Voltage Panel | TOSHKA/D08/J03(D02)/Admin/PPB
4 | Dist.08 | D02 | EQ-2023-00936 | MDB | TOSHKA/D08/J03(D02)/Control Room/MDB
15 | Dist.08 | D02 | EQ-2023-00948 | power factor panel | TOSHKA/D08/J03(D02)/Control Room/P.F
11 | Dist.08 | D02 | EQ-2023-00940 | Low Voltage Panel | TOSHKA/D08/J03(D02)/Control Room/PPB
6 | Dist.08 | D02 | EQ-2023-00943 | Soft Starter | TOSHKA/D08/J03(D02)/Control Room/SS1
9 | Dist.08 | D02 | EQ-2023-00944 | Soft Starter | TOSHKA/D08/J03(D02)/Control Room/SS4
10 | Dist.08 | D02 | EQ-2023-00945 | Soft Starter | TOSHKA/D08/J03(D02)/Control Room/SS5
5 | Dist.08 | D02 | EQ-2023-00937 | SUB MDB | TOSHKA/D08/J03(D02)/Control Room/SUB MDB
7 | Dist.08 | D02 | EQ-2022-01988 | VFD | TOSHKA/D08/J03(D02)/Control Room/VFD2
8 | Dist.08 | D02 | EQ-2023-00947 | VFD | TOSHKA/D08/J03(D02)/Control Room/VFD3
16 | Dist.08 | D02 | EQ-2023-00956 | Kiosk | TOSHKA/D08/J03(D02)/KIOSK09
1 | Dist.08 | D02 | EQ-2023-00921 | Main R.M.U AIR | TOSHKA/D08/J03(D02)/Main R.M.U
12 | Dist.08 | D02 | EQ-2023-00949 | Low Voltage Panel | TOSHKA/D08/J03(D02)/OUTDOOR/PPB
17 | Dist.08 | D02 | EQ-2022-11795 | Motor | TOSHKA/D08/J03(D02)/PUMP ROOM/MOTOR01
18 | Dist.08 | D02 | EQ-2022-11796 | Motor | TOSHKA/D08/J03(D02)/PUMP ROOM/MOTOR02
19 | Dist.08 | D02 | EQ-2022-11797 | Motor | TOSHKA/D08/J03(D02)/PUMP ROOM/MOTOR03
20 | Dist.08 | D02 | EQ-2022-11798 | Motor | TOSHKA/D08/J03(D02)/PUMP ROOM/MOTOR04
21 | Dist.08 | D02 | EQ-2022-11799 | Motor | TOSHKA/D08/J03(D02)/PUMP ROOM/MOTOR05
14 | Dist.08 | D02 | EQ-2023-00951 | Low Voltage Panel | TOSHKA/D08/J03(D02)/PUMP ROOM/PPB
2 | Dist.08 | D02 | EQ-2023-00924 | SUB R.M.U AIR | TOSHKA/D08/J03(D02)/Sub R.M.U
3 | Dist.08 | D02 | EQ-2023-00927 | Transformer | TOSHKA/D08/J03(D02)/Transformer 1
10 | Dist.08 | D03 | EQ-2023-01079 | Low Voltage Panel | TOSHKA/D08/J14(D03)/Admin/PPB
3 | Dist.08 | D03 | EQ-2023-01065 | MDB | TOSHKA/D08/J14(D03)/Control Room/MDB
12 | Dist.08 | D03 | EQ-2023-01075 | power factor panel | TOSHKA/D08/J14(D03)/Control Room/P.F
8 | Dist.08 | D03 | EQ-2023-01070 | Low Voltage Panel | TOSHKA/D08/J14(D03)/Control Room/PPB
5 | Dist.08 | D03 | EQ-2023-01071 | Soft Starter | TOSHKA/D08/J14(D03)/Control Room/SS1
4 | Dist.08 | D03 | EQ-2023-01067 | SUB MDB | TOSHKA/D08/J14(D03)/Control Room/SUB MDB
6 | Dist.08 | D03 | EQ-2023-00946 | VFD | TOSHKA/D08/J14(D03)/Control Room/VFD2
7 | Dist.08 | D03 | EQ-2023-01072 | VFD | TOSHKA/D08/J14(D03)/Control Room/VFD3
1 | Dist.08 | D03 | EQ-2023-01060 | Main R.M.U AIR | TOSHKA/D08/J14(D03)/Main R.M.U
9 | Dist.08 | D03 | EQ-2023-01077 | Low Voltage Panel | TOSHKA/D08/J14(D03)/OUTDOOR/PPB
15 | Dist.08 | D03 | EQ-2022-11802 | Motor | TOSHKA/D08/J14(D03)/PUMP ROOM / MOTOR 3
13 | Dist.08 | D03 | EQ-2022-11800 | Motor | TOSHKA/D08/J14(D03)/PUMP ROOM/MOTOR01
14 | Dist.08 | D03 | EQ-2022-11801 | Motor | TOSHKA/D08/J14(D03)/PUMP ROOM/MOTOR02
11 | Dist.08 | D03 | EQ-2023-01081 | Low Voltage Panel | TOSHKA/D08/J14(D03)/PUMP ROOM/PPB
2 | Dist.08 | D03 | EQ-2023-01063 | Transformer | TOSHKA/D08/J14(D03)/Transformer 1
22 | Dist.08 | D04 | EQ-2022-11807 | Motor | TOSHKA/D08/J03(D04)/PUMP ROOM/MOTOR05
13 | Dist.08 | D04 | EQ-2023-01113 | Low Voltage Panel | TOSHKA/D08/J03(D04)/Admin/PPB
4 | Dist.08 | D04 | EQ-2023-01096 | MDB | TOSHKA/D08/J03(D04)/Control Room/MDB
15 | Dist.08 | D04 | EQ-2023-01108 | power factor panel | TOSHKA/D08/J03(D04)/Control Room/P.F
11 | Dist.08 | D04 | EQ-2023-01098 | Low Voltage Panel | TOSHKA/D08/J03(D04)/Control Room/PPB
6 | Dist.08 | D04 | EQ-2023-01099 | Soft Starter | TOSHKA/D08/J03(D04)/Control Room/SS1
9 | Dist.08 | D04 | EQ-2023-01100 | Soft Starter | TOSHKA/D08/J03(D04)/Control Room/SS4
10 | Dist.08 | D04 | EQ-2023-01101 | Soft Starter | TOSHKA/D08/J03(D04)/Control Room/SS5
5 | Dist.08 | D04 | EQ-2023-01097 | SUB MDB | TOSHKA/D08/J03(D04)/Control Room/SUB MDB
7 | Dist.08 | D04 | EQ-2023-01104 | VFD | TOSHKA/D08/J03(D04)/Control Room/VFD2
8 | Dist.08 | D04 | EQ-2023-01105 | VFD | TOSHKA/D08/J03(D04)/Control Room/VFD3
16 | Dist.08 | D04 | EQ-2023-01126 | Kiosk | TOSHKA/D08/J03(D04)/KIOSK02
17 | Dist.08 | D04 | EQ-2023-01132 | Kiosk | TOSHKA/D08/J03(D04)/KIOSK03
1 | Dist.08 | D04 | EQ-2023-01087 | Main R.M.U AIR | TOSHKA/D08/J03(D04)/Main R.M.U
12 | Dist.08 | D04 | EQ-2023-01110 | Low Voltage Panel | TOSHKA/D08/J03(D04)/OUTDOOR/PPB
21 | Dist.08 | D04 | EQ-2022-11806 | Motor | TOSHKA/D08/J03(D04)/PUMP ROOM / MOTOR 4
18 | Dist.08 | D04 | EQ-2022-11803 | Motor | TOSHKA/D08/J03(D04)/PUMP ROOM/MOTOR01
19 | Dist.08 | D04 | EQ-2022-11804 | Motor | TOSHKA/D08/J03(D04)/PUMP ROOM/MOTOR02
20 | Dist.08 | D04 | EQ-2022-11805 | Motor | TOSHKA/D08/J03(D04)/PUMP ROOM/MOTOR03
14 | Dist.08 | D04 | EQ-2023-01115 | Low Voltage Panel | TOSHKA/D08/J03(D04)/PUMP ROOM/PPB
2 | Dist.08 | D04 | EQ-2023-01092 | SUB R.M.U AIR | TOSHKA/D08/J03(D04)/Sub R.M.U
3 | Dist.08 | D04 | EQ-2023-01094 | Transformer | TOSHKA/D08/J03(D04)/Transformer 1
13 | Dist.08 | D05 | EQ-2023-01160 | Low Voltage Panel | TOSHKA/D08/J03(D05)/Admin/PPB
4 | Dist.08 | D05 | EQ-2023-01146 | MDB | TOSHKA/D08/J03(D05)/Control Room/MDB
15 | Dist.08 | D05 | EQ-2023-01158 | power factor panel | TOSHKA/D08/J03(D05)/Control Room/P.F
11 | Dist.08 | D05 | EQ-2023-01148 | Low Voltage Panel | TOSHKA/D08/J03(D05)/Control Room/PPB
6 | Dist.08 | D05 | EQ-2023-01149 | Soft Starter | TOSHKA/D08/J03(D05)/Control Room/SS1
9 | Dist.08 | D05 | EQ-2023-01154 | Soft Starter | TOSHKA/D08/J03(D05)/Control Room/SS4
10 | Dist.08 | D05 | EQ-2023-01155 | Soft Starter | TOSHKA/D08/J03(D05)/Control Room/SS5
5 | Dist.08 | D05 | EQ-2023-01147 | SUB MDB | TOSHKA/D08/J03(D05)/Control Room/SUB MDB
7 | Dist.08 | D05 | EQ-2023-01156 | VFD | TOSHKA/D08/J03(D05)/Control Room/VFD2
8 | Dist.08 | D05 | EQ-2023-01157 | VFD | TOSHKA/D08/J03(D05)/Control Room/VFD3
16 | Dist.08 | D05 | EQ-2023-01162 | Kiosk | TOSHKA/D08/J03(D05)/KIOSK04
17 | Dist.08 | D05 | EQ-2023-01163 | Kiosk | TOSHKA/D08/J03(D05)/KIOSK05
1 | Dist.08 | D05 | EQ-2023-01143 | Main R.M.U SF6 | TOSHKA/D08/J03(D05)/Main R.M.U
12 | Dist.08 | D05 | EQ-2023-01159 | Low Voltage Panel | TOSHKA/D08/J03(D05)/OUTDOOR/PPB
20 | Dist.08 | D05 | EQ-2022-11810 | Motor | TOSHKA/D08/J03(D05)/PUMP ROOM / MOTOR 3
18 | Dist.08 | D05 | EQ-2022-11808 | Motor | TOSHKA/D08/J03(D05)/PUMP ROOM/MOTOR01
19 | Dist.08 | D05 | EQ-2022-11809 | Motor | TOSHKA/D08/J03(D05)/PUMP ROOM/MOTOR02
21 | Dist.08 | D05 | EQ-2022-11811 | Motor | TOSHKA/D08/J03(D05)/PUMP ROOM/MOTOR04
22 | Dist.08 | D05 | EQ-2022-11812 | Motor | TOSHKA/D08/J03(D05)/PUMP ROOM/MOTOR05
14 | Dist.08 | D05 | EQ-2023-01161 | Low Voltage Panel | TOSHKA/D08/J03(D05)/PUMP ROOM/PPB
2 | Dist.08 | D05 | EQ-2023-01144 | SUB R.M.U AIR | TOSHKA/D08/J03(D05)/Sub R.M.U
3 | Dist.08 | D05 | EQ-2023-01145 | Transformer | TOSHKA/D08/J03(D05)/Transformer 1
9 | Dist.08 | D06 | EQ-2023-01173 | Low Voltage Panel | TOSHKA/D08/J15(D06)/Admin/PPB
3 | Dist.08 | D06 | EQ-2023-01166 | MDB | TOSHKA/D08/J15(D06)/Control Room/MDB
7 | Dist.08 | D06 | EQ-2023-01168 | Low Voltage Panel | TOSHKA/D08/J15(D06)/Control Room/PPB
4 | Dist.08 | D06 | EQ-2023-01167 | SUB MDB | TOSHKA/D08/J15(D06)/Control Room/SUB MDB
5 | Dist.08 | D06 | EQ-2023-01169 | VFD | TOSHKA/D08/J15(D06)/Control Room/VFD1
6 | Dist.08 | D06 | EQ-2023-01170 | VFD | TOSHKA/D08/J15(D06)/Control Room/VFD2
1 | Dist.08 | D06 | EQ-2023-01164 | Main R.M.U AIR | TOSHKA/D08/J15(D06)/Main R.M.U
8 | Dist.08 | D06 | EQ-2023-01172 | Low Voltage Panel | TOSHKA/D08/J15(D06)/OUTDOOR/PPB
11 | Dist.08 | D06 | EQ-2022-11813 | Motor | TOSHKA/D08/J15(D06)/PUMP ROOM/MOTOR01
12 | Dist.08 | D06 | EQ-2022-11814 | Motor | TOSHKA/D08/J15(D06)/PUMP ROOM/MOTOR02
10 | Dist.08 | D06 | EQ-2023-01174 | Low Voltage Panel | TOSHKA/D08/J15(D06)/PUMP ROOM/PPB
2 | Dist.08 | D06 | EQ-2023-01165 | Transformer | TOSHKA/D08/J15(D06)/Transformer 1
10 | Dist.08 | D07 | EQ-2023-01185 | Low Voltage Panel | TOSHKA/D08/J02(D07)/Admin/PPB
3 | Dist.08 | D07 | EQ-2023-01177 | MDB | TOSHKA/D08/J02(D07)/Control Room/MDB
12 | Dist.08 | D07 | EQ-2023-01183 | power factor panel | TOSHKA/D08/J02(D07)/Control Room/P.F
8 | Dist.08 | D07 | EQ-2023-01179 | Low Voltage Panel | TOSHKA/D08/J02(D07)/Control Room/PPB
5 | Dist.08 | D07 | EQ-2023-01180 | Soft Starter | TOSHKA/D08/J02(D07)/Control Room/SS1
4 | Dist.08 | D07 | EQ-2023-01178 | SUB MDB | TOSHKA/D08/J02(D07)/Control Room/SUB MDB
6 | Dist.08 | D07 | EQ-2023-01181 | VFD | TOSHKA/D08/J02(D07)/Control Room/VFD2
7 | Dist.08 | D07 | EQ-2023-01182 | VFD | TOSHKA/D08/J02(D07)/Control Room/VFD3
1 | Dist.08 | D07 | EQ-2023-01175 | Main R.M.U AIR | TOSHKA/D08/J02(D07)/Main R.M.U
9 | Dist.08 | D07 | EQ-2023-01184 | Low Voltage Panel | TOSHKA/D08/J02(D07)/OUTDOOR/PPB
13 | Dist.08 | D07 | EQ-2022-11816 | Motor | TOSHKA/D08/J02(D07)/PUMP ROOM/MOTOR01
15 | Dist.08 | D07 | EQ-2022-11817 | Motor | TOSHKA/D08/J02(D07)/PUMP ROOM/MOTOR02
15 | Dist.08 | D07 | EQ-2022-11818 | Motor | TOSHKA/D08/J02(D07)/PUMP ROOM/MOTOR03
11 | Dist.08 | D07 | EQ-2023-01186 | Low Voltage Panel | TOSHKA/D08/J02(D07)/PUMP ROOM/PPB
2 | Dist.08 | D07 | EQ-2023-01176 | Transformer | TOSHKA/D08/J02(D07)/Transformer 1
10 | Dist.08 | D08 | EQ-2023-01197 | Low Voltage Panel | TOSHKA/D08/J15(D08)/Admin/PPB
3 | Dist.08 | D08 | EQ-2023-01189 | MDB | TOSHKA/D08/J15(D08)/Control Room/MDB
12 | Dist.08 | D08 | EQ-2023-01195 | power factor panel | TOSHKA/D08/J15(D08)/Control Room/P.F
8 | Dist.08 | D08 | EQ-2023-01191 | Low Voltage Panel | TOSHKA/D08/J15(D08)/Control Room/PPB
5 | Dist.08 | D08 | EQ-2023-01192 | Soft Starter | TOSHKA/D08/J15(D08)/Control Room/SS1
4 | Dist.08 | D08 | EQ-2023-01190 | SUB MDB | TOSHKA/D08/J15(D08)/Control Room/SUB MDB
6 | Dist.08 | D08 | EQ-2023-01193 | VFD | TOSHKA/D08/J15(D08)/Control Room/VFD2
7 | Dist.08 | D08 | EQ-2023-01194 | VFD | TOSHKA/D08/J15(D08)/Control Room/VFD3
1 | Dist.08 | D08 | EQ-2023-01187 | Main R.M.U AIR | TOSHKA/D08/J15(D08)/Main R.M.U
9 | Dist.08 | D08 | EQ-2023-01196 | Low Voltage Panel | TOSHKA/D08/J15(D08)/OUTDOOR/PPB
13 | Dist.08 | D08 | EQ-2022-11819 | Motor | TOSHKA/D08/J15(D08)/PUMP ROOM/MOTOR01
14 | Dist.08 | D08 | EQ-2022-11820 | Motor | TOSHKA/D08/J15(D08)/PUMP ROOM/MOTOR02
15 | Dist.08 | D08 | EQ-2022-11821 | Motor | TOSHKA/D08/J15(D08)/PUMP ROOM/MOTOR03
11 | Dist.08 | D08 | EQ-2023-01198 | Low Voltage Panel | TOSHKA/D08/J15(D08)/PUMP ROOM/PPB
2 | Dist.08 | D08 | EQ-2023-01188 | Transformer | TOSHKA/D08/J15(D08)/Transformer 1
10 | Dist.08 | D09 | EQ-2023-01211 | Low Voltage Panel | TOSHKA/D08/J02(D09)/Admin/PPB
3 | Dist.08 | D09 | EQ-2023-01201 | MDB | TOSHKA/D08/J02(D09)/Control Room/MDB
12 | Dist.08 | D09 | EQ-2023-01209 | power factor panel | TOSHKA/D08/J02(D09)/Control Room/P.F
8 | Dist.08 | D09 | EQ-2023-01203 | Low Voltage Panel | TOSHKA/D08/J02(D09)/Control Room/PPB
5 | Dist.08 | D09 | EQ-2023-01204 | Soft Starter | TOSHKA/D08/J02(D09)/Control Room/SS1
4 | Dist.08 | D09 | EQ-2023-01202 | SUB MDB | TOSHKA/D08/J02(D09)/Control Room/SUB MDB
6 | Dist.08 | D09 | EQ-2023-01205 | VFD | TOSHKA/D08/J02(D09)/Control Room/VFD2
7 | Dist.08 | D09 | EQ-2023-01207 | VFD | TOSHKA/D08/J02(D09)/Control Room/VFD3
1 | Dist.08 | D09 | EQ-2023-01199 | Main R.M.U AIR | TOSHKA/D08/J02(D09)/Main R.M.U
9 | Dist.08 | D09 | EQ-2023-01210 | Low Voltage Panel | TOSHKA/D08/J02(D09)/OUTDOOR/PPB
13 | Dist.08 | D09 | EQ-2022-11823 | Motor | TOSHKA/D08/J02(D09)/PUMP ROOM/MOTOR01
14 | Dist.08 | D09 | EQ-2022-11824 | Motor | TOSHKA/D08/J02(D09)/PUMP ROOM/MOTOR02
15 | Dist.08 | D09 | EQ-2022-11825 | Motor | TOSHKA/D08/J02(D09)/PUMP ROOM/MOTOR03
11 | Dist.08 | D09 | EQ-2023-01212 | Low Voltage Panel | TOSHKA/D08/J02(D09)/PUMP ROOM/PPB
2 | Dist.08 | D09 | EQ-2023-01200 | Transformer | TOSHKA/D08/J02(D09)/Transformer 1
13 | Dist.08 | D10 | EQ-2023-01225 | Low Voltage Panel | TOSHKA/D08/J03(D10)/Admin/PPB
4 | Dist.08 | D10 | EQ-2023-01217 | MDB | TOSHKA/D08/J03(D10)/Control Room/MDB
15 | Dist.08 | D10 | EQ-2023-01223 | power factor panel | TOSHKA/D08/J03(D10)/Control Room/P.F
11 | Dist.08 | D10 | EQ-2023-01219 | Low Voltage Panel | TOSHKA/D08/J03(D10)/Control Room/PPB
6 | Dist.08 | D10 | EQ-2023-01220 | Soft Starter | TOSHKA/D08/J03(D10)/Control Room/SS1
9 | Dist.08 | D10 | EQ-2022-03442 | Soft Starter | TOSHKA/D08/J03(D10)/Control Room/SS4
10 | Dist.08 | D10 | EQ-2022-03443 | Soft Starter | TOSHKA/D08/J03(D10)/Control Room/SS5
5 | Dist.08 | D10 | EQ-2023-01218 | SUB MDB | TOSHKA/D08/J03(D10)/Control Room/SUB MDB
7 | Dist.08 | D10 | EQ-2023-01221 | VFD | TOSHKA/D08/J03(D10)/Control Room/VFD2
8 | Dist.08 | D10 | EQ-2023-01222 | VFD | TOSHKA/D08/J03(D10)/Control Room/VFD3
16 | Dist.08 | D10 | EQ-2023-01228 | Kiosk | TOSHKA/D08/J03(D10)/KIOSK06
1 | Dist.08 | D10 | EQ-2023-01213 | Main R.M.U AIR | TOSHKA/D08/J03(D10)/Main R.M.U
12 | Dist.08 | D10 | EQ-2023-01224 | Low Voltage Panel | TOSHKA/D08/J03(D10)/OUTDOOR/PPB
17 | Dist.08 | D10 | EQ-2022-11826 | Motor | TOSHKA/D08/J03(D10)/PUMP ROOM/MOTOR01
18 | Dist.08 | D10 | EQ-2022-11827 | Motor | TOSHKA/D08/J03(D10)/PUMP ROOM/MOTOR02
19 | Dist.08 | D10 | EQ-2022-11828 | Motor | TOSHKA/D08/J03(D10)/PUMP ROOM/MOTOR03
20 | Dist.08 | D10 | EQ-2022-11829 | Motor | TOSHKA/D08/J03(D10)/PUMP ROOM/MOTOR04
21 | Dist.08 | D10 | EQ-2022-11830 | Motor | TOSHKA/D08/J03(D10)/PUMP ROOM/MOTOR05
14 | Dist.08 | D10 | EQ-2023-01226 | Low Voltage Panel | TOSHKA/D08/J03(D10)/PUMP ROOM/PPB
2 | Dist.08 | D10 | EQ-2023-01214 | SUB R.M.U AIR | TOSHKA/D08/J03(D10)/Sub R.M.U
3 | Dist.08 | D10 | EQ-2023-01216 | Transformer | TOSHKA/D08/J03(D10)/Transformer 1
10 | Dist.08 | D11 | EQ-2023-01239 | Low Voltage Panel | TOSHKA/D08/J13(D11)/Admin/PPB
3 | Dist.08 | D11 | EQ-2023-01231 | MDB | TOSHKA/D08/J13(D11)/Control Room/MDB
12 | Dist.08 | D11 | EQ-2023-01237 | power factor panel | TOSHKA/D08/J13(D11)/Control Room/P.F
8 | Dist.08 | D11 | EQ-2023-01233 | Low Voltage Panel | TOSHKA/D08/J13(D11)/Control Room/PPB
5 | Dist.08 | D11 | EQ-2023-01234 | Soft Starter | TOSHKA/D08/J13(D11)/Control Room/SS1
4 | Dist.08 | D11 | EQ-2023-01232 | SUB MDB | TOSHKA/D08/J13(D11)/Control Room/SUB MDB
6 | Dist.08 | D11 | EQ-2023-01235 | VFD | TOSHKA/D08/J13(D11)/Control Room/VFD2
7 | Dist.08 | D11 | EQ-2023-01236 | VFD | TOSHKA/D08/J13(D11)/Control Room/VFD3
1 | Dist.08 | D11 | EQ-2023-01229 | Main R.M.U AIR | TOSHKA/D08/J13(D11)/Main R.M.U
9 | Dist.08 | D11 | EQ-2023-01238 | Low Voltage Panel | TOSHKA/D08/J13(D11)/OUTDOOR/PPB
13 | Dist.08 | D11 | EQ-2022-11831 | Motor | TOSHKA/D08/J13(D11)/PUMP ROOM/MOTOR01
14 | Dist.08 | D11 | EQ-2022-11832 | Motor | TOSHKA/D08/J13(D11)/PUMP ROOM/MOTOR02
15 | Dist.08 | D11 | EQ-2022-11833 | Motor | TOSHKA/D08/J13(D11)/PUMP ROOM/MOTOR03
11 | Dist.08 | D11 | EQ-2023-01240 | Low Voltage Panel | TOSHKA/D08/J13(D11)/PUMP ROOM/PPB
2 | Dist.08 | D11 | EQ-2023-01230 | Transformer | TOSHKA/D08/J13(D11)/Transformer 1
11 | Dist.08 | D12 | EQ-2023-01250 | Low Voltage Panel | TOSHKA/D08/J04(D12)/Admin/PPB
3 | Dist.08 | D12 | EQ-2023-01243 | MDB | TOSHKA/D08/J04(D12)/Control Room/MDB
12 | Dist.08 | D12 | EQ-2023-01249 | power factor panel | TOSHKA/D08/J04(D12)/Control Room/P.F
8 | Dist.08 | D12 | EQ-2023-01253 | Low Voltage Panel | TOSHKA/D08/J04(D12)/Control Room/PPB
5 | Dist.08 | D12 | EQ-2023-01246 | Soft Starter | TOSHKA/D08/J04(D12)/Control Room/SS1
4 | Dist.08 | D12 | EQ-2023-01245 | SUB MDB | TOSHKA/D08/J04(D12)/Control Room/SUB MDB
6 | Dist.08 | D12 | EQ-2023-01247 | VFD | TOSHKA/D08/J04(D12)/Control Room/VFD2
7 | Dist.08 | D12 | EQ-2023-01248 | VFD | TOSHKA/D08/J04(D12)/Control Room/VFD3
1 | Dist.08 | D12 | EQ-2023-01241 | Main R.M.U AIR | TOSHKA/D08/J04(D12)/Main R.M.U
9 | Dist.08 | D12 | EQ-2023-01252 | Low Voltage Panel | TOSHKA/D08/J04(D12)/OUTDOOR/PPB
13 | Dist.08 | D12 | EQ-2022-11834 | Motor | TOSHKA/D08/J04(D12)/PUMP ROOM/MOTOR01
14 | Dist.08 | D12 | EQ-2022-11835 | Motor | TOSHKA/D08/J04(D12)/PUMP ROOM/MOTOR02
15 | Dist.08 | D12 | EQ-2022-11836 | Motor | TOSHKA/D08/J04(D12)/PUMP ROOM/MOTOR03
10 | Dist.08 | D12 | EQ-2023-01251 | Low Voltage Panel | TOSHKA/D08/J04(D12)/PUMP ROOM/PPB
2 | Dist.08 | D12 | EQ-2023-01242 | Transformer | TOSHKA/D08/J04(D12)/Transformer 1
11 | Dist.08 | D13 | EQ-2023-01265 | Low Voltage Panel | TOSHKA/D08/J13(D13)/Admin/PPB
4 | Dist.08 | D13 | EQ-2023-01257 | MDB | TOSHKA/D08/J13(D13)/Control Room/MDB
13 | Dist.08 | D13 | EQ-2023-01263 | power factor panel | TOSHKA/D08/J13(D13)/Control Room/P.F
9 | Dist.08 | D13 | EQ-2023-01259 | Low Voltage Panel | TOSHKA/D08/J13(D13)/Control Room/PPB
6 | Dist.08 | D13 | EQ-2023-01260 | Soft Starter | TOSHKA/D08/J13(D13)/Control Room/SS1
5 | Dist.08 | D13 | EQ-2023-01258 | SUB MDB | TOSHKA/D08/J13(D13)/Control Room/SUB MDB
7 | Dist.08 | D13 | EQ-2023-01261 | VFD | TOSHKA/D08/J13(D13)/Control Room/VFD2
8 | Dist.08 | D13 | EQ-2023-01262 | VFD | TOSHKA/D08/J13(D13)/Control Room/VFD3
14 | Dist.08 | D13 | EQ-2022-03452 | Kiosk | TOSHKA/D08/J13(D13)/KIOSK07
1 | Dist.08 | D13 | EQ-2023-01254 | Main R.M.U AIR | TOSHKA/D08/J13(D13)/Main R.M.U
10 | Dist.08 | D13 | EQ-2023-01264 | Low Voltage Panel | TOSHKA/D08/J13(D13)/OUTDOOR/PPB
15 | Dist.08 | D13 | EQ-2022-11837 | Motor | TOSHKA/D08/J13(D13)/PUMP ROOM/MOTOR01
16 | Dist.08 | D13 | EQ-2022-11838 | Motor | TOSHKA/D08/J13(D13)/PUMP ROOM/MOTOR02
17 | Dist.08 | D13 | EQ-2022-11839 | Motor | TOSHKA/D08/J13(D13)/PUMP ROOM/MOTOR03
12 | Dist.08 | D13 | EQ-2023-01266 | Low Voltage Panel | TOSHKA/D08/J13(D13)/PUMP ROOM/PPB
2 | Dist.08 | D13 | EQ-2023-01255 | SUB R.M.U AIR | TOSHKA/D08/J13(D13)/Sub R.M.U
3 | Dist.08 | D13 | EQ-2022-01984 | Transformer | TOSHKA/D08/J13(D13)/Transformer 1
10 | Dist.08 | D14 | EQ-2023-01277 | Low Voltage Panel | TOSHKA/D08/J05(D14)/Admin/PPB
3 | Dist.08 | D14 | EQ-2023-01268 | MDB | TOSHKA/D08/J05(D14)/Control Room/MDB
12 | Dist.08 | D14 | EQ-2023-01275 | power factor panel | TOSHKA/D08/J05(D14)/Control Room/P.F
8 | Dist.08 | D14 | EQ-2023-01270 | Low Voltage Panel | TOSHKA/D08/J05(D14)/Control Room/PPB
5 | Dist.08 | D14 | EQ-2023-01271 | Soft Starter | TOSHKA/D08/J05(D14)/Control Room/SS1
4 | Dist.08 | D14 | EQ-2023-01269 | SUB MDB | TOSHKA/D08/J05(D14)/Control Room/SUB MDB
6 | Dist.08 | D14 | EQ-2023-01272 | VFD | TOSHKA/D08/J05(D14)/Control Room/VFD2
7 | Dist.08 | D14 | EQ-2023-01273 | VFD | TOSHKA/D08/J05(D14)/Control Room/VFD3
1 | Dist.08 | D14 | EQ-2023-01267 | Main R.M.U AIR | TOSHKA/D08/J05(D14)/Main R.M.U
9 | Dist.08 | D14 | EQ-2023-01276 | Low Voltage Panel | TOSHKA/D08/J05(D14)/OUTDOOR/PPB
15 | Dist.08 | D14 | EQ-2022-11842 | Motor | TOSHKA/D08/J05(D14)/PUMP ROOM / MOTOR 3
13 | Dist.08 | D14 | EQ-2022-11840 | Motor | TOSHKA/D08/J05(D14)/PUMP ROOM/MOTOR01
14 | Dist.08 | D14 | EQ-2022-11841 | Motor | TOSHKA/D08/J05(D14)/PUMP ROOM/MOTOR02
11 | Dist.08 | D14 | EQ-2023-01278 | Low Voltage Panel | TOSHKA/D08/J05(D14)/PUMP ROOM/PPB
2 | Dist.08 | D14 | EQ-2023-01256 | Transformer | TOSHKA/D08/J05(D14)/Transformer 1
13 | Dist.08 | D15 | EQ-2023-01290 | Low Voltage Panel | TOSHKA/D08/J12(D15)/Admin/PPB
4 | Dist.08 | D15 | EQ-2023-01282 | MDB | TOSHKA/D08/J12(D15)/Control Room/MDB
15 | Dist.08 | D15 | EQ-2023-01288 | power factor panel | TOSHKA/D08/J12(D15)/Control Room/P.F
11 | Dist.08 | D15 | EQ-2023-01284 | Low Voltage Panel | TOSHKA/D08/J12(D15)/Control Room/PPB
6 | Dist.08 | D15 | EQ-2023-01285 | Soft Starter | TOSHKA/D08/J12(D15)/Control Room/SS1
9 | Dist.08 | D15 | EQ-2022-03444 | Soft Starter | TOSHKA/D08/J12(D15)/Control Room/SS4
10 | Dist.08 | D15 | EQ-2022-03530 | Soft Starter | TOSHKA/D08/J12(D15)/Control Room/SS5
5 | Dist.08 | D15 | EQ-2023-01283 | SUB MDB | TOSHKA/D08/J12(D15)/Control Room/SUB MDB
7 | Dist.08 | D15 | EQ-2023-01286 | VFD | TOSHKA/D08/J12(D15)/Control Room/VFD2
8 | Dist.08 | D15 | EQ-2023-01287 | VFD | TOSHKA/D08/J12(D15)/Control Room/VFD3
16 | Dist.08 | D15 | EQ-2022-03453 | Kiosk | TOSHKA/D08/J12(D15)/KIOSK08
1 | Dist.08 | D15 | EQ-2023-01279 | Main R.M.U AIR | TOSHKA/D08/J12(D15)/Main R.M.U
12 | Dist.08 | D15 | EQ-2023-01289 | Low Voltage Panel | TOSHKA/D08/J12(D15)/OUTDOOR/PPB
17 | Dist.08 | D15 | EQ-2022-11843 | Motor | TOSHKA/D08/J12(D15)/PUMP ROOM/MOTOR01
18 | Dist.08 | D15 | EQ-2022-11844 | Motor | TOSHKA/D08/J12(D15)/PUMP ROOM/MOTOR02
19 | Dist.08 | D15 | EQ-2022-11845 | Motor | TOSHKA/D08/J12(D15)/PUMP ROOM/MOTOR03
20 | Dist.08 | D15 | EQ-2022-11846 | Motor | TOSHKA/D08/J12(D15)/PUMP ROOM/MOTOR04
21 | Dist.08 | D15 | EQ-2022-11847 | Motor | TOSHKA/D08/J12(D15)/PUMP ROOM/MOTOR05
14 | Dist.08 | D15 | EQ-2023-01291 | Low Voltage Panel | TOSHKA/D08/J12(D15)/PUMP ROOM/PPB
2 | Dist.08 | D15 | EQ-2023-01280 | SUB R.M.U AIR | TOSHKA/D08/J12(D15)/Sub R.M.U
3 | Dist.08 | D15 | EQ-2023-01281 | Transformer | TOSHKA/D08/J12(D15)/Transformer 1
12 | Dist.08 | D16 | EQ-2023-01307 | Low Voltage Panel | TOSHKA/D08/J12(D16)/Admin/PPB
4 | Dist.08 | D16 | EQ-2023-01299 | MDB | TOSHKA/D08/J12(D16)/Control Room/MDB
14 | Dist.08 | D16 | EQ-2023-01305 | power factor panel | TOSHKA/D08/J12(D16)/Control Room/P.F
10 | Dist.08 | D16 | EQ-2023-01301 | Low Voltage Panel | TOSHKA/D08/J12(D16)/Control Room/PPB
6 | Dist.08 | D16 | EQ-2023-01302 | Soft Starter | TOSHKA/D08/J12(D16)/Control Room/SS1
9 | Dist.08 | D16 | EQ-2022-03531 | Soft Starter | TOSHKA/D08/J12(D16)/Control Room/SS4
5 | Dist.08 | D16 | EQ-2023-01300 | SUB MDB | TOSHKA/D08/J12(D16)/Control Room/SUB MDB
7 | Dist.08 | D16 | EQ-2023-01303 | VFD | TOSHKA/D08/J12(D16)/Control Room/VFD2
8 | Dist.08 | D16 | EQ-2023-01304 | VFD | TOSHKA/D08/J12(D16)/Control Room/VFD3
15 | Dist.08 | D16 | EQ-2023-01309 | Kiosk | TOSHKA/D08/J12(D16)/KIOSK06
1 | Dist.08 | D16 | EQ-2023-01296 | Main R.M.U AIR | TOSHKA/D08/J12(D16)/Main R.M.U
11 | Dist.08 | D16 | EQ-2023-01306 | Low Voltage Panel | TOSHKA/D08/J12(D16)/OUTDOOR/PPB
18 | Dist.08 | D16 | EQ-2022-11850 | Motor | TOSHKA/D08/J12(D16)/PUMP ROOM / MOTOR 3
19 | Dist.08 | D16 | EQ-2022-11851 | Motor | TOSHKA/D08/J12(D16)/PUMP ROOM / MOTOR 4
16 | Dist.08 | D16 | EQ-2022-11848 | Motor | TOSHKA/D08/J12(D16)/PUMP ROOM/MOTOR01
17 | Dist.08 | D16 | EQ-2022-11849 | Motor | TOSHKA/D08/J12(D16)/PUMP ROOM/MOTOR02
13 | Dist.08 | D16 | EQ-2023-01308 | Low Voltage Panel | TOSHKA/D08/J12(D16)/PUMP ROOM/PPB
2 | Dist.08 | D16 | EQ-2023-01297 | SUB R.M.U AIR | TOSHKA/D08/J12(D16)/Sub R.M.U
3 | Dist.08 | D16 | EQ-2023-01298 | Transformer | TOSHKA/D08/J12(D16)/Transformer 1
12 | Dist.08 | D17 | EQ-2023-01321 | Low Voltage Panel | TOSHKA/D08/J12(D17)/Admin/PPB
4 | Dist.08 | D17 | EQ-2023-01313 | MDB | TOSHKA/D08/J12(D17)/Control Room/MDB
14 | Dist.08 | D17 | EQ-2023-01319 | power factor panel | TOSHKA/D08/J12(D17)/Control Room/P.F
10 | Dist.08 | D17 | EQ-2023-01315 | Low Voltage Panel | TOSHKA/D08/J12(D17)/Control Room/PPB
6 | Dist.08 | D17 | EQ-2023-01316 | Soft Starter | TOSHKA/D08/J12(D17)/Control Room/SS1
9 | Dist.08 | D17 | EQ-2022-03532 | Soft Starter | TOSHKA/D08/J12(D17)/Control Room/SS4
5 | Dist.08 | D17 | EQ-2023-01314 | SUB MDB | TOSHKA/D08/J12(D17)/Control Room/SUB MDB
7 | Dist.08 | D17 | EQ-2023-01317 | VFD | TOSHKA/D08/J12(D17)/Control Room/VFD2
8 | Dist.08 | D17 | EQ-2023-01318 | VFD | TOSHKA/D08/J12(D17)/Control Room/VFD3
15 | Dist.08 | D17 | EQ-2023-01323 | Kiosk | TOSHKA/D08/J12(D17)/KIOSK11
1 | Dist.08 | D17 | EQ-2023-01310 | Main R.M.U AIR | TOSHKA/D08/J12(D17)/Main R.M.U
11 | Dist.08 | D17 | EQ-2023-01320 | Low Voltage Panel | TOSHKA/D08/J12(D17)/OUTDOOR/PPB
18 | Dist.08 | D17 | EQ-2022-11854 | Motor | TOSHKA/D08/J12(D17)/PUMP ROOM / MOTOR 3
19 | Dist.08 | D17 | EQ-2022-11855 | Motor | TOSHKA/D08/J12(D17)/PUMP ROOM / MOTOR 4
16 | Dist.08 | D17 | EQ-2022-11852 | Motor | TOSHKA/D08/J12(D17)/PUMP ROOM/MOTOR01
17 | Dist.08 | D17 | EQ-2022-11853 | Motor | TOSHKA/D08/J12(D17)/PUMP ROOM/MOTOR02
13 | Dist.08 | D17 | EQ-2023-01322 | Low Voltage Panel | TOSHKA/D08/J12(D17)/PUMP ROOM/PPB
2 | Dist.08 | D17 | EQ-2023-01311 | SUB R.M.U AIR | TOSHKA/D08/J12(D17)/Sub R.M.U
3 | Dist.08 | D17 | EQ-2023-01312 | Transformer | TOSHKA/D08/J12(D17)/Transformer 1
13 | Dist.08 | D18 | EQ-2023-01335 | Low Voltage Panel | TOSHKA/D08/J05(D18)/Admin/PPB
4 | Dist.08 | D18 | EQ-2023-01327 | MDB | TOSHKA/D08/J05(D18)/Control Room/MDB
15 | Dist.08 | D18 | EQ-2023-01333 | power factor panel | TOSHKA/D08/J05(D18)/Control Room/P.F
11 | Dist.08 | D18 | EQ-2023-01329 | Low Voltage Panel | TOSHKA/D08/J05(D18)/Control Room/PPB
6 | Dist.08 | D18 | EQ-2023-01330 | Soft Starter | TOSHKA/D08/J05(D18)/Control Room/SS1
9 | Dist.08 | D18 | EQ-2022-03632 | Soft Starter | TOSHKA/D08/J05(D18)/Control Room/SS4
10 | Dist.08 | D18 | EQ-2022-03633 | Soft Starter | TOSHKA/D08/J05(D18)/Control Room/SS5
5 | Dist.08 | D18 | EQ-2023-01328 | SUB MDB | TOSHKA/D08/J05(D18)/Control Room/SUB MDB
7 | Dist.08 | D18 | EQ-2023-01331 | VFD | TOSHKA/D08/J05(D18)/Control Room/VFD2
8 | Dist.08 | D18 | EQ-2023-01332 | VFD | TOSHKA/D08/J05(D18)/Control Room/VFD3
16 | Dist.08 | D18 | EQ-2023-01337 | Kiosk | TOSHKA/D08/J05(D18)/KIOSK09
17 | Dist.08 | D18 | EQ-2023-01338 | Kiosk | TOSHKA/D08/J05(D18)/KIOSK12
18 | Dist.08 | D18 | EQ-2023-01339 | Kiosk | TOSHKA/D08/J05(D18)/KIOSK13
1 | Dist.08 | D18 | EQ-2023-01324 | Main R.M.U SF6 | TOSHKA/D08/J05(D18)/Main R.M.U
12 | Dist.08 | D18 | EQ-2023-01334 | Low Voltage Panel | TOSHKA/D08/J05(D18)/OUTDOOR/PPB
21 | Dist.08 | D18 | EQ-2022-11858 | Motor | TOSHKA/D08/J05(D18)/PUMP ROOM / MOTOR 3
22 | Dist.08 | D18 | EQ-2022-11859 | Motor | TOSHKA/D08/J05(D18)/PUMP ROOM / MOTOR 4
19 | Dist.08 | D18 | EQ-2022-11856 | Motor | TOSHKA/D08/J05(D18)/PUMP ROOM/MOTOR01
20 | Dist.08 | D18 | EQ-2022-11857 | Motor | TOSHKA/D08/J05(D18)/PUMP ROOM/MOTOR02
23 | Dist.08 | D18 | EQ-2022-11860 | Motor | TOSHKA/D08/J05(D18)/PUMP ROOM/MOTOR05
14 | Dist.08 | D18 | EQ-2023-01336 | Low Voltage Panel | TOSHKA/D08/J05(D18)/PUMP ROOM/PPB
2 | Dist.08 | D18 | EQ-2023-01325 | SUB R.M.U AIR | TOSHKA/D08/J05(D18)/Sub R.M.U
3 | Dist.08 | D18 | EQ-2023-01326 | Transformer | TOSHKA/D08/J05(D18)/Transformer 1
13 | Dist.08 | D19 | EQ-2023-01351 | Low Voltage Panel | TOSHKA/D08/J14(D19)/Admin/PPB
4 | Dist.08 | D19 | EQ-2023-01343 | MDB | TOSHKA/D08/J14(D19)/Control Room/MDB
15 | Dist.08 | D19 | EQ-2023-01349 | power factor panel | TOSHKA/D08/J14(D19)/Control Room/P.F
11 | Dist.08 | D19 | EQ-2023-01345 | Low Voltage Panel | TOSHKA/D08/J14(D19)/Control Room/PPB
6 | Dist.08 | D19 | EQ-2023-01346 | Soft Starter | TOSHKA/D08/J14(D19)/Control Room/SS1
9 | Dist.08 | D19 | EQ-2022-03634 | Soft Starter | TOSHKA/D08/J14(D19)/Control Room/SS4
10 | Dist.08 | D19 | EQ-2022-03894 | Soft Starter | TOSHKA/D08/J14(D19)/Control Room/SS5
5 | Dist.08 | D19 | EQ-2023-01344 | SUB MDB | TOSHKA/D08/J14(D19)/Control Room/SUB MDB
7 | Dist.08 | D19 | EQ-2023-01347 | VFD | TOSHKA/D08/J14(D19)/Control Room/VFD2
8 | Dist.08 | D19 | EQ-2023-01348 | VFD | TOSHKA/D08/J14(D19)/Control Room/VFD3
16 | Dist.08 | D19 | EQ-2023-01353 | Kiosk | TOSHKA/D08/J14(D19)/KIOSK14
1 | Dist.08 | D19 | EQ-2023-01340 | Main R.M.U AIR | TOSHKA/D08/J14(D19)/Main R.M.U
12 | Dist.08 | D19 | EQ-2023-01350 | Low Voltage Panel | TOSHKA/D08/J14(D19)/OUTDOOR/PPB
19 | Dist.08 | D19 | EQ-2022-11863 | Motor | TOSHKA/D08/J14(D19)/PUMP ROOM / MOTOR 3
20 | Dist.08 | D19 | EQ-2022-11864 | Motor | TOSHKA/D08/J14(D19)/PUMP ROOM / MOTOR 4
21 | Dist.08 | D19 | EQ-2022-11865 | Motor | TOSHKA/D08/J14(D19)/PUMP ROOM / MOTOR 5
17 | Dist.08 | D19 | EQ-2022-11861 | Motor | TOSHKA/D08/J14(D19)/PUMP ROOM/MOTOR01
18 | Dist.08 | D19 | EQ-2022-11862 | Motor | TOSHKA/D08/J14(D19)/PUMP ROOM/MOTOR02
14 | Dist.08 | D19 | EQ-2023-01352 | Low Voltage Panel | TOSHKA/D08/J14(D19)/PUMP ROOM/PPB
2 | Dist.08 | D19 | EQ-2023-01341 | SUB R.M.U AIR | TOSHKA/D08/J14(D19)/Sub R.M.U
3 | Dist.08 | D19 | EQ-2023-01342 | Transformer | TOSHKA/D08/J14(D19)/Transformer 1
12 | Dist.08 | D20 | EQ-2023-01364 | Low Voltage Panel | TOSHKA/D08/J14(D20)/Admin/PPB
3 | Dist.08 | D20 | EQ-2023-01356 | MDB | TOSHKA/D08/J14(D20)/Control Room/MDB
14 | Dist.08 | D20 | EQ-2023-01362 | power factor panel | TOSHKA/D08/J14(D20)/Control Room/P.F
10 | Dist.08 | D20 | EQ-2023-01358 | Low Voltage Panel | TOSHKA/D08/J14(D20)/Control Room/PPB
5 | Dist.08 | D20 | EQ-2023-01359 | Soft Starter | TOSHKA/D08/J14(D20)/Control Room/SS1
8 | Dist.08 | D20 | EQ-2022-03898 | Soft Starter | TOSHKA/D08/J14(D20)/Control Room/SS4
9 | Dist.08 | D20 | EQ-2022-03899 | Soft Starter | TOSHKA/D08/J14(D20)/Control Room/SS5
4 | Dist.08 | D20 | EQ-2023-01357 | SUB MDB | TOSHKA/D08/J14(D20)/Control Room/SUB MDB
6 | Dist.08 | D20 | EQ-2023-01360 | VFD | TOSHKA/D08/J14(D20)/Control Room/VFD2
7 | Dist.08 | D20 | EQ-2023-01361 | VFD | TOSHKA/D08/J14(D20)/Control Room/VFD3
1 | Dist.08 | D20 | EQ-2023-01354 | Main R.M.U AIR | TOSHKA/D08/J14(D20)/Main R.M.U
11 | Dist.08 | D20 | EQ-2023-01363 | Low Voltage Panel | TOSHKA/D08/J14(D20)/OUTDOOR/PPB
17 | Dist.08 | D20 | EQ-2022-11868 | Motor | TOSHKA/D08/J14(D20)/PUMP ROOM / MOTOR 3
18 | Dist.08 | D20 | EQ-2022-11869 | Motor | TOSHKA/D08/J14(D20)/PUMP ROOM / MOTOR 4
19 | Dist.08 | D20 | EQ-2022-11870 | Motor | TOSHKA/D08/J14(D20)/PUMP ROOM / MOTOR 5
15 | Dist.08 | D20 | EQ-2022-11866 | Motor | TOSHKA/D08/J14(D20)/PUMP ROOM/MOTOR01
16 | Dist.08 | D20 | EQ-2022-11867 | Motor | TOSHKA/D08/J14(D20)/PUMP ROOM/MOTOR02
13 | Dist.08 | D20 | EQ-2023-01365 | Low Voltage Panel | TOSHKA/D08/J14(D20)/PUMP ROOM/PPB
2 | Dist.08 | D20 | EQ-2023-01355 | Transformer | TOSHKA/D08/J14(D20)/Transformer 1
6 | Dist.01 | Dist.01 | EQ-2022-11446 | Aux.Transformer | TOSHKA/Distributor01/Aux.Transformer
8 | Dist.01 | Dist.01 | EQ-2023-02973 | Batteries | TOSHKA/Distributor01/Batteries
4 | Dist.01 | Dist.01 | EQ-2022-11450 | Rizer | TOSHKA/Distributor01/Bus Section
7 | Dist.01 | Dist.01 | EQ-2022-12433 | Charger | TOSHKA/Distributor01/Charger
3 | Dist.01 | Dist.01 | EQ-2022-12272 | Coupler | TOSHKA/Distributor01/Coupler
2 | Dist.01 | Dist.01 | EQ-2022-12273 | Distributor Section | TOSHKA/Distributor01/Sec01
5 | Dist.01 | Dist.01 | EQ-2022-11449 | Distributor Section | TOSHKA/Distributor01/Sec02
1 | Dist.01 | Dist.01 | EQ-2022-12202 | Distributor | TOSHKA/ESLAH02/Distributor01
6 | Dist.02 | Dist.02 | EQ-2022-12225 | Aux.Transformer | TOSHKA/Distributor02/Aux.Transformer
8 | Dist.02 | Dist.02 | EQ-2023-02972 | Batteries | TOSHKA/Distributor02/Batteries
4 | Dist.02 | Dist.02 | EQ-2022-12229 | Rizer | TOSHKA/Distributor02/Bus Section
7 | Dist.02 | Dist.02 | EQ-2022-12231 | Charger | TOSHKA/Distributor02/Charger
3 | Dist.02 | Dist.02 | EQ-2022-11451 | Coupler | TOSHKA/Distributor02/Coupler
2 | Dist.02 | Dist.02 | EQ-2022-11448 | Distributor Section | TOSHKA/Distributor02/Sec01
5 | Dist.02 | Dist.02 | EQ-2022-12270 | Distributor Section | TOSHKA/Distributor02/Sec02
1 | Dist.02 | Dist.02 | EQ-2022-12223 | Distributor | TOSHKA/ESLAH02/Distributor02
6 | Dist.03 | Dist.03 | EQ-2023-02285 | Aux.Transformer | TOSHKA/Distributor03/Aux.Transformer
8 | Dist.03 | Dist.03 | EQ-2023-02971 | Batteries | TOSHKA/Distributor03/Batteries
4 | Dist.03 | Dist.03 | EQ-2022-12288 | Rizer | TOSHKA/Distributor03/Bus Section
7 | Dist.03 | Dist.03 | EQ-2022-12275 | Charger | TOSHKA/Distributor03/Charger
3 | Dist.03 | Dist.03 | EQ-2022-12290 | Coupler | TOSHKA/Distributor03/Coupler
2 | Dist.03 | Dist.03 | EQ-2022-12287 | Distributor Section | TOSHKA/Distributor03/Sec01
5 | Dist.03 | Dist.03 | EQ-2022-12292 | Distributor Section | TOSHKA/Distributor03/Sec02
1 | Dist.03 | Dist.03 | EQ-2022-12282 | Distributor | TOSHKA/ESLAH03/Distributor03
6 | Dist.04 | Dist.04 | EQ-2022-12286 | Aux.Transformer | TOSHKA/Distributor04/Aux.Transformer
8 | Dist.04 | Dist.04 | EQ-2023-02970 | Batteries | TOSHKA/Distributor04/Batteries
4 | Dist.04 | Dist.04 | EQ-2022-12301 | Rizer | TOSHKA/Distributor04/Bus Section
7 | Dist.04 | Dist.04 | EQ-2022-12446 | Charger | TOSHKA/Distributor04/Charger
3 | Dist.04 | Dist.04 | EQ-2022-12302 | Coupler | TOSHKA/Distributor04/Coupler
2 | Dist.04 | Dist.04 | EQ-2022-12296 | Distributor Section | TOSHKA/Distributor04/Sec01
5 | Dist.04 | Dist.04 | EQ-2022-12303 | Distributor Section | TOSHKA/Distributor04/Sec02
1 | Dist.04 | Dist.04 | EQ-2022-12293 | Distributor | TOSHKA/ESLAH03/Distributor04
6 | Dist.05 | Dist.05 | EQ-2022-12419 | Aux.Transformer | TOSHKA/Distributor05/Aux.Transformer
8 | Dist.05 | Dist.05 | EQ-2023-02969 | Batteries | TOSHKA/Distributor05/Batteries
4 | Dist.05 | Dist.05 | EQ-2022-12323 | Rizer | TOSHKA/Distributor05/Bus Section
7 | Dist.05 | Dist.05 | EQ-2022-12310 | Charger | TOSHKA/Distributor05/Charger
3 | Dist.05 | Dist.05 | EQ-2022-12324 | Coupler | TOSHKA/Distributor05/Coupler
2 | Dist.05 | Dist.05 | EQ-2022-12422 | Distributor Section | TOSHKA/Distributor05/Sec01
5 | Dist.05 | Dist.05 | EQ-2022-12325 | Distributor Section | TOSHKA/Distributor05/Sec02
1 | Dist.05 | Dist.05 | EQ-2022-12313 | Distributor | TOSHKA/ESLAH04/Distributor05
6 | Dist.06 | Dist.06 | EQ-2022-12420 | Aux.Transformer | TOSHKA/Distributor06/Aux.Transformer
8 | Dist.06 | Dist.06 | EQ-2023-02968 | Batteries | TOSHKA/Distributor06/Batteries
4 | Dist.06 | Dist.06 | EQ-2022-12327 | Rizer | TOSHKA/Distributor06/Bus Section
7 | Dist.06 | Dist.06 | EQ-2022-12424 | Charger | TOSHKA/Distributor06/Charger
3 | Dist.06 | Dist.06 | EQ-2022-12421 | Coupler | TOSHKA/Distributor06/Coupler
2 | Dist.06 | Dist.06 | EQ-2022-12423 | Distributor Section | TOSHKA/Distributor06/Sec01
5 | Dist.06 | Dist.06 | EQ-2022-12329 | Distributor Section | TOSHKA/Distributor06/Sec02
1 | Dist.06 | Dist.06 | EQ-2022-12326 | Distributor | TOSHKA/TOSHKA02/Distributor06
6 | Dist.07 | Dist.07 | EQ-2022-12317 | Aux.Transformer | TOSHKA/Distributor07/Aux.Transformer
8 | Dist.07 | Dist.07 | EQ-2023-02965 | Batteries | TOSHKA/Distributor07/Batteries
4 | Dist.07 | Dist.07 | EQ-2022-12332 | Rizer | TOSHKA/Distributor07/Bus Section
7 | Dist.07 | Dist.07 | EQ-2022-12330 | Charger | TOSHKA/Distributor07/Charger
3 | Dist.07 | Dist.07 | EQ-2022-12328 | Coupler | TOSHKA/Distributor07/Coupler
2 | Dist.07 | Dist.07 | EQ-2022-12321 | Distributor Section | TOSHKA/Distributor07/Sec01
5 | Dist.07 | Dist.07 | EQ-2022-12343 | Distributor Section | TOSHKA/Distributor07/Sec02
1 | Dist.07 | Dist.07 | EQ-2022-12331 | Distributor | TOSHKA/ESLAH01/Distributor07
6 | Dist.08 | Dist.08 | EQ-2022-12337 | Aux.Transformer | TOSHKA/Distributor08/Aux.Transformer
8 | Dist.08 | Dist.08 | EQ-2023-02964 | Batteries | TOSHKA/Distributor08/Batteries
4 | Dist.08 | Dist.08 | EQ-2022-12339 | Rizer | TOSHKA/Distributor08/Bus Section
7 | Dist.08 | Dist.08 | EQ-2022-12345 | Charger | TOSHKA/Distributor08/Charger
3 | Dist.08 | Dist.08 | EQ-2022-12341 | Coupler | TOSHKA/Distributor08/Coupler
2 | Dist.08 | Dist.08 | EQ-2022-12425 | Distributor Section | TOSHKA/Distributor08/Sec01
5 | Dist.08 | Dist.08 | EQ-2022-12344 | Distributor Section | TOSHKA/Distributor08/Sec02
1 | Dist.08 | Dist.08 | EQ-2022-12335 | Distributor | TOSHKA/ESLAH03/Distributor08
6 | Dist.10 | Dist.10 | EQ-2022-12353 | Aux.Transformer | TOSHKA/Distributor10/Aux.Transformer
8 | Dist.10 | Dist.10 | EQ-2023-02966 | Batteries | TOSHKA/Distributor10/Batteries
4 | Dist.10 | Dist.10 | EQ-2022-12355 | Rizer | TOSHKA/Distributor10/Bus Section
7 | Dist.10 | Dist.10 | EQ-2022-12361 | Charger | TOSHKA/Distributor10/Charger
3 | Dist.10 | Dist.10 | EQ-2022-12357 | Coupler | TOSHKA/Distributor10/Coupler
2 | Dist.10 | Dist.10 | EQ-2022-12385 | Distributor Section | TOSHKA/Distributor10/Sec01
5 | Dist.10 | Dist.10 | EQ-2022-12359 | Distributor Section | TOSHKA/Distributor10/Sec02
1 | Dist.10 | Dist.10 | EQ-2022-12349 | Distributor | TOSHKA/TOSHKA03/Distributor10
6 | Dist.12 | Dist.12 | EQ-2022-12354 | Aux.Transformer | TOSHKA/Distributor12/Aux.Transformer
8 | Dist.12 | Dist.12 | EQ-2023-02967 | Batteries | TOSHKA/Distributor12/Batteries
4 | Dist.12 | Dist.12 | EQ-2022-12356 | Rizer | TOSHKA/Distributor12/Bus Section
7 | Dist.12 | Dist.12 | EQ-2022-12363 | Charger | TOSHKA/Distributor12/Charger
3 | Dist.12 | Dist.12 | EQ-2022-12358 | Coupler | TOSHKA/Distributor12/Coupler
2 | Dist.12 | Dist.12 | EQ-2022-12338 | Distributor Section | TOSHKA/Distributor12/Sec01
5 | Dist.12 | Dist.12 | EQ-2022-12360 | Distributor Section | TOSHKA/Distributor12/Sec02
1 | Dist.12 | Dist.12 | EQ-2022-12351 | Distributor | TOSHKA/TOSHKA03/Distributor12
6 | Dist.13 | Dist.13 | EQ-2023-07224 | Aux.Transformer | TOSHKA/Distributor13/Aux.Transformer
8 | Dist.13 | Dist.13 | EQ-2023-07226 | Batteries | TOSHKA/Distributor13/Batteries
4 | Dist.13 | Dist.13 | EQ-2023-07222 | Rizer | TOSHKA/Distributor13/Bus Section
7 | Dist.13 | Dist.13 | EQ-2023-07225 | Charger | TOSHKA/Distributor13/Charger
2 | Dist.13 | Dist.13 | EQ-2023-07219 | Coupler | TOSHKA/Distributor13/Coupler
3 | Dist.13 | Dist.13 | EQ-2023-07221 | Distributor Section | TOSHKA/Distributor13/Sec01
5 | Dist.13 | Dist.13 | EQ-2023-07223 | Distributor Section | TOSHKA/Distributor13/Sec02
1 | Dist.13 | Dist.13 | EQ-2023-07220 | Distributor | TOSHKA/TOSHKA03/Distributor13
12 | Dist.10 | E01 | EQ-2023-01424 | Low Voltage Panel | TOSHKA/D10/J11(E01)/Admin/PPB
4 | Dist.10 | E01 | EQ-2023-01415 | MDB | TOSHKA/D10/J11(E01)/Control Room/MDB
15 | Dist.10 | E01 | EQ-2023-01423 | power factor panel | TOSHKA/D10/J11(E01)/Control Room/P.F
11 | Dist.10 | E01 | EQ-2023-01417 | Low Voltage Panel | TOSHKA/D10/J11(E01)/Control Room/PPB
6 | Dist.10 | E01 | EQ-2023-01418 | Soft Starter | TOSHKA/D10/J11(E01)/Control Room/SS1
9 | Dist.10 | E01 | EQ-2023-01421 | Soft Starter | TOSHKA/D10/J11(E01)/Control Room/SS4
10 | Dist.10 | E01 | EQ-2023-01422 | Soft Starter | TOSHKA/D10/J11(E01)/Control Room/SS5
5 | Dist.10 | E01 | EQ-2023-01416 | SUB MDB | TOSHKA/D10/J11(E01)/Control Room/SUB MDB
7 | Dist.10 | E01 | EQ-2023-01419 | VFD | TOSHKA/D10/J11(E01)/Control Room/VFD2
8 | Dist.10 | E01 | EQ-2023-01420 | VFD | TOSHKA/D10/J11(E01)/Control Room/VFD3
16 | Dist.10 | E01 | EQ-2023-01427 | Kiosk | TOSHKA/D10/J11(E01)/KIOSK18
17 | Dist.10 | E01 | EQ-2023-01428 | Kiosk | TOSHKA/D10/J11(E01)/KIOSK19
18 | Dist.10 | E01 | EQ-2023-01429 | Kiosk | TOSHKA/D10/J11(E01)/KIOSK20
19 | Dist.10 | E01 | EQ-2023-01430 | Kiosk | TOSHKA/D10/J11(E01)/KIOSK21
1 | Dist.10 | E01 | EQ-2023-01410 | Main R.M.U SF6 | TOSHKA/D10/J11(E01)/Main R.M.U
13 | Dist.10 | E01 | EQ-2023-01425 | Low Voltage Panel | TOSHKA/D10/J11(E01)/OUTDOOR/PPB
20 | Dist.10 | E01 | EQ-2022-12077 | Motor | TOSHKA/D10/J11(E01)/PUMP ROOM/MOTOR01
21 | Dist.10 | E01 | EQ-2023-02337 | Motor | TOSHKA/D10/J11(E01)/PUMP ROOM/MOTOR02
22 | Dist.10 | E01 | EQ-2023-02338 | Motor | TOSHKA/D10/J11(E01)/PUMP ROOM/MOTOR03
23 | Dist.10 | E01 | EQ-2023-02339 | Motor | TOSHKA/D10/J11(E01)/PUMP ROOM/MOTOR04
24 | Dist.10 | E01 | EQ-2023-02340 | Motor | TOSHKA/D10/J11(E01)/PUMP ROOM/MOTOR05
14 | Dist.10 | E01 | EQ-2023-01426 | Low Voltage Panel | TOSHKA/D10/J11(E01)/PUMP ROOM/PPB
2 | Dist.10 | E01 | EQ-2023-01413 | SUB R.M.U AIR | TOSHKA/D10/J11(E01)/Sub R.M.U
3 | Dist.10 | E01 | EQ-2023-01414 | Transformer | TOSHKA/D10/J11(E01)/Transformer 1
14 | Dist.10 | E02 | EQ-2023-02639 | Low Voltage Panel | TOSHKA/D10/J12(E02)/Admin/PPB
4 | Dist.10 | E02 | EQ-2023-01498 | MDB | TOSHKA/D10/J12(E02)/Control Room/MDB
15 | Dist.10 | E02 | EQ-2023-01506 | power factor panel | TOSHKA/D10/J12(E02)/Control Room/P.F
11 | Dist.10 | E02 | EQ-2023-01505 | Low Voltage Panel | TOSHKA/D10/J12(E02)/Control Room/PPB
6 | Dist.10 | E02 | EQ-2023-01501 | Soft Starter | TOSHKA/D10/J12(E02)/Control Room/SS1
9 | Dist.10 | E02 | EQ-2023-01500 | Soft Starter | TOSHKA/D10/J12(E02)/Control Room/SS4
10 | Dist.10 | E02 | EQ-2023-01502 | Soft Starter | TOSHKA/D10/J12(E02)/Control Room/SS5
5 | Dist.10 | E02 | EQ-2023-01499 | SUB MDB | TOSHKA/D10/J12(E02)/Control Room/SUB MDB
7 | Dist.10 | E02 | EQ-2023-01503 | VFD | TOSHKA/D10/J12(E02)/Control Room/VFD2
8 | Dist.10 | E02 | EQ-2023-01504 | VFD | TOSHKA/D10/J12(E02)/Control Room/VFD3
16 | Dist.10 | E02 | EQ-2023-01510 | Kiosk | TOSHKA/D10/J12(E02)/KIOSK01
17 | Dist.10 | E02 | EQ-2023-01511 | Kiosk | TOSHKA/D10/J12(E02)/KIOSK02
1 | Dist.10 | E02 | EQ-2023-01495 | Main R.M.U SF6 | TOSHKA/D10/J12(E02)/Main R.M.U
12 | Dist.10 | E02 | EQ-2023-01508 | Low Voltage Panel | TOSHKA/D10/J12(E02)/OUTDOOR/PPB
20 | Dist.10 | E02 | EQ-2023-02343 | Motor | TOSHKA/D10/J12(E02)/PUMP ROOM / MOTOR 3
18 | Dist.10 | E02 | EQ-2022-12078 | Motor | TOSHKA/D10/J12(E02)/PUMP ROOM/MOTOR01
19 | Dist.10 | E02 | EQ-2022-12079 | Motor | TOSHKA/D10/J12(E02)/PUMP ROOM/MOTOR02
21 | Dist.10 | E02 | EQ-2022-12080 | Motor | TOSHKA/D10/J12(E02)/PUMP ROOM/MOTOR04
22 | Dist.10 | E02 | EQ-2022-12081 | Motor | TOSHKA/D10/J12(E02)/PUMP ROOM/MOTOR05
13 | Dist.10 | E02 | EQ-2023-01509 | Low Voltage Panel | TOSHKA/D10/J12(E02)/PUMP ROOM/PPB
2 | Dist.10 | E02 | EQ-2023-01496 | SUB R.M.U AIR | TOSHKA/D10/J12(E02)/Sub R.M.U
3 | Dist.10 | E02 | EQ-2023-01497 | Transformer | TOSHKA/D10/J12(E02)/Transformer 1
3 | Dist.10 | E03 | EQ-2023-01514 | Transformer | TOSHKA/D10/J02(E03))/Transformer 1
12 | Dist.10 | E03 | EQ-2023-01526 | Low Voltage Panel | TOSHKA/D10/J02(E03)/Admin/PPB
4 | Dist.10 | E03 | EQ-2023-01517 | MDB | TOSHKA/D10/J02(E03)/Control Room/MDB
15 | Dist.10 | E03 | EQ-2023-01525 | power factor panel | TOSHKA/D10/J02(E03)/Control Room/P.F
11 | Dist.10 | E03 | EQ-2023-01524 | Low Voltage Panel | TOSHKA/D10/J02(E03)/Control Room/PPB
6 | Dist.10 | E03 | EQ-2023-01519 | Soft Starter | TOSHKA/D10/J02(E03)/Control Room/SS1
9 | Dist.10 | E03 | EQ-2023-01520 | Soft Starter | TOSHKA/D10/J02(E03)/Control Room/SS4
10 | Dist.10 | E03 | EQ-2023-01521 | Soft Starter | TOSHKA/D10/J02(E03)/Control Room/SS5
5 | Dist.10 | E03 | EQ-2023-01518 | SUB MDB | TOSHKA/D10/J02(E03)/Control Room/SUB MDB
7 | Dist.10 | E03 | EQ-2023-01522 | VFD | TOSHKA/D10/J02(E03)/Control Room/VFD2
8 | Dist.10 | E03 | EQ-2023-01523 | VFD | TOSHKA/D10/J02(E03)/Control Room/VFD3
16 | Dist.10 | E03 | EQ-2023-01529 | Kiosk | TOSHKA/D10/J02(E03)/KIOSK22
17 | Dist.10 | E03 | EQ-2023-01530 | Kiosk | TOSHKA/D10/J02(E03)/KIOSK23
18 | Dist.10 | E03 | EQ-2023-01531 | Kiosk | TOSHKA/D10/J02(E03)/KIOSK31
19 | Dist.10 | E03 | EQ-2023-01532 | Kiosk | TOSHKA/D10/J02(E03)/KIOSK32
1 | Dist.10 | E03 | EQ-2023-01512 | Main R.M.U SF6 | TOSHKA/D10/J02(E03)/Main R.M.U
13 | Dist.10 | E03 | EQ-2023-01527 | Low Voltage Panel | TOSHKA/D10/J02(E03)/OUTDOOR/PPB
20 | Dist.10 | E03 | EQ-2022-12083 | Motor | TOSHKA/D10/J02(E03)/PUMP ROOM/MOTOR01
21 | Dist.10 | E03 | EQ-2022-12086 | Motor | TOSHKA/D10/J02(E03)/PUMP ROOM/MOTOR02
22 | Dist.10 | E03 | EQ-2022-12087 | Motor | TOSHKA/D10/J02(E03)/PUMP ROOM/MOTOR03
23 | Dist.10 | E03 | EQ-2022-12091 | Motor | TOSHKA/D10/J02(E03)/PUMP ROOM/MOTOR04
24 | Dist.10 | E03 | EQ-2022-12092 | Motor | TOSHKA/D10/J02(E03)/PUMP ROOM/MOTOR05
14 | Dist.10 | E03 | EQ-2023-01528 | Low Voltage Panel | TOSHKA/D10/J02(E03)/PUMP ROOM/PPB
2 | Dist.10 | E03 | EQ-2023-01513 | SUB R.M.U AIR | TOSHKA/D10/J02(E03)/Sub R.M.U
14 | Dist.10 | E04 | EQ-2023-01507 | Low Voltage Panel | TOSHKA/D10/J12(E04)/Admin/PPB
4 | Dist.10 | E04 | EQ-2023-01605 | MDB | TOSHKA/D10/J12(E04)/Control Room/MDB
15 | Dist.10 | E04 | EQ-2023-01639 | power factor panel | TOSHKA/D10/J12(E04)/Control Room/P.F
11 | Dist.10 | E04 | EQ-2023-01640 | Low Voltage Panel | TOSHKA/D10/J12(E04)/Control Room/PPB
6 | Dist.10 | E04 | EQ-2023-01607 | Soft Starter | TOSHKA/D10/J12(E04)/Control Room/SS1
9 | Dist.10 | E04 | EQ-2023-01608 | Soft Starter | TOSHKA/D10/J12(E04)/Control Room/SS4
10 | Dist.10 | E04 | EQ-2023-01609 | Soft Starter | TOSHKA/D10/J12(E04)/Control Room/SS5
5 | Dist.10 | E04 | EQ-2023-01606 | SUB MDB | TOSHKA/D10/J12(E04)/Control Room/SUB MDB
7 | Dist.10 | E04 | EQ-2023-01637 | VFD | TOSHKA/D10/J12(E04)/Control Room/VFD2
8 | Dist.10 | E04 | EQ-2023-01638 | VFD | TOSHKA/D10/J12(E04)/Control Room/VFD3
16 | Dist.10 | E04 | EQ-2023-01643 | Kiosk | TOSHKA/D10/J12(E04)/KIOSK03
17 | Dist.10 | E04 | EQ-2023-01644 | Kiosk | TOSHKA/D10/J12(E04)/KIOSK04
18 | Dist.10 | E04 | EQ-2023-01645 | Kiosk | TOSHKA/D10/J12(E04)/KIOSK05
19 | Dist.10 | E04 | EQ-2023-01646 | Kiosk | TOSHKA/D10/J12(E04)/KIOSK06
1 | Dist.10 | E04 | EQ-2023-01601 | Main R.M.U SF6 | TOSHKA/D10/J12(E04)/Main R.M.U
12 | Dist.10 | E04 | EQ-2023-01641 | Low Voltage Panel | TOSHKA/D10/J12(E04)/OUTDOOR/PPB
20 | Dist.10 | E04 | EQ-2022-12093 | Motor | TOSHKA/D10/J12(E04)/PUMP ROOM/MOTOR01
21 | Dist.10 | E04 | EQ-2022-12094 | Motor | TOSHKA/D10/J12(E04)/PUMP ROOM/MOTOR02
22 | Dist.10 | E04 | EQ-2022-12095 | Motor | TOSHKA/D10/J12(E04)/PUMP ROOM/MOTOR03
23 | Dist.10 | E04 | EQ-2022-12096 | Motor | TOSHKA/D10/J12(E04)/PUMP ROOM/MOTOR04
24 | Dist.10 | E04 | EQ-2022-12097 | Motor | TOSHKA/D10/J12(E04)/PUMP ROOM/MOTOR05
13 | Dist.10 | E04 | EQ-2023-01642 | Low Voltage Panel | TOSHKA/D10/J12(E04)/PUMP ROOM/PPB
2 | Dist.10 | E04 | EQ-2023-01603 | SUB R.M.U AIR | TOSHKA/D10/J12(E04)/Sub R.M.U
3 | Dist.10 | E04 | EQ-2023-01604 | Transformer | TOSHKA/D10/J12(E04)/Transformer 1
12 | Dist.10 | E05 | EQ-2023-01659 | Low Voltage Panel | TOSHKA/D10/J02(E05)/Admin/PPB
4 | Dist.10 | E05 | EQ-2023-01650 | MDB | TOSHKA/D10/J02(E05)/Control Room/MDB
15 | Dist.10 | E05 | EQ-2023-01658 | power factor panel | TOSHKA/D10/J02(E05)/Control Room/P.F
11 | Dist.10 | E05 | EQ-2023-01657 | Low Voltage Panel | TOSHKA/D10/J02(E05)/Control Room/PPB
6 | Dist.10 | E05 | EQ-2023-01652 | Soft Starter | TOSHKA/D10/J02(E05)/Control Room/SS1
9 | Dist.10 | E05 | EQ-2023-01653 | Soft Starter | TOSHKA/D10/J02(E05)/Control Room/SS4
10 | Dist.10 | E05 | EQ-2023-01654 | Soft Starter | TOSHKA/D10/J02(E05)/Control Room/SS5
5 | Dist.10 | E05 | EQ-2023-01651 | SUB MDB | TOSHKA/D10/J02(E05)/Control Room/SUB MDB
7 | Dist.10 | E05 | EQ-2023-01655 | VFD | TOSHKA/D10/J02(E05)/Control Room/VFD2
8 | Dist.10 | E05 | EQ-2023-01656 | VFD | TOSHKA/D10/J02(E05)/Control Room/VFD3
16 | Dist.10 | E05 | EQ-2023-01662 | Kiosk | TOSHKA/D10/J02(E05)/KIOSK28
17 | Dist.10 | E05 | EQ-2023-01663 | Kiosk | TOSHKA/D10/J02(E05)/KIOSK29
18 | Dist.10 | E05 | EQ-2023-01664 | Kiosk | TOSHKA/D10/J02(E05)/KIOSK30
1 | Dist.10 | E05 | EQ-2023-01647 | Main R.M.U SF6 | TOSHKA/D10/J02(E05)/Main R.M.U
13 | Dist.10 | E05 | EQ-2023-01660 | Low Voltage Panel | TOSHKA/D10/J02(E05)/OUTDOOR/PPB
19 | Dist.10 | E05 | EQ-2022-12102 | Motor | TOSHKA/D10/J02(E05)/PUMP ROOM/MOTOR01
20 | Dist.10 | E05 | EQ-2022-12103 | Motor | TOSHKA/D10/J02(E05)/PUMP ROOM/MOTOR02
21 | Dist.10 | E05 | EQ-2022-12104 | Motor | TOSHKA/D10/J02(E05)/PUMP ROOM/MOTOR03
22 | Dist.10 | E05 | EQ-2022-12105 | Motor | TOSHKA/D10/J02(E05)/PUMP ROOM/MOTOR04
23 | Dist.10 | E05 | EQ-2022-12107 | Motor | TOSHKA/D10/J02(E05)/PUMP ROOM/MOTOR05
14 | Dist.10 | E05 | EQ-2023-01661 | Low Voltage Panel | TOSHKA/D10/J02(E05)/PUMP ROOM/PPB
2 | Dist.10 | E05 | EQ-2023-01648 | SUB R.M.U AIR | TOSHKA/D10/J02(E05)/Sub R.M.U
3 | Dist.10 | E05 | EQ-2023-01649 | Transformer | TOSHKA/D10/J02(E05)/Transformer 1
12 | Dist.10 | E06 | EQ-2023-01676 | Low Voltage Panel | TOSHKA/D10/J03(E06)/Admin/PPB
4 | Dist.10 | E06 | EQ-2023-01667 | MDB | TOSHKA/D10/J03(E06)/Control Room/MDB
15 | Dist.10 | E06 | EQ-2023-01675 | power factor panel | TOSHKA/D10/J03(E06)/Control Room/P.F
11 | Dist.10 | E06 | EQ-2023-01674 | Low Voltage Panel | TOSHKA/D10/J03(E06)/Control Room/PPB
6 | Dist.10 | E06 | EQ-2023-01669 | Soft Starter | TOSHKA/D10/J03(E06)/Control Room/SS1
9 | Dist.10 | E06 | EQ-2023-01670 | Soft Starter | TOSHKA/D10/J03(E06)/Control Room/SS4
10 | Dist.10 | E06 | EQ-2023-01671 | Soft Starter | TOSHKA/D10/J03(E06)/Control Room/SS5
5 | Dist.10 | E06 | EQ-2023-01668 | SUB MDB | TOSHKA/D10/J03(E06)/Control Room/SUB MDB
7 | Dist.10 | E06 | EQ-2023-01672 | VFD | TOSHKA/D10/J03(E06)/Control Room/VFD2
8 | Dist.10 | E06 | EQ-2023-01673 | VFD | TOSHKA/D10/J03(E06)/Control Room/VFD3
16 | Dist.10 | E06 | EQ-2023-02661 | Kiosk | TOSHKA/D10/J03(E06)/KIOSK16
17 | Dist.10 | E06 | EQ-2023-02667 | Kiosk | TOSHKA/D10/J03(E06)/KIOSK17
1 | Dist.10 | E06 | EQ-2023-01665 | Main R.M.U SF6 | TOSHKA/D10/J03(E06)/Main R.M.U
13 | Dist.10 | E06 | EQ-2023-01677 | Low Voltage Panel | TOSHKA/D10/J03(E06)/OUTDOOR/PPB
18 | Dist.10 | E06 | EQ-2022-12108 | Motor | TOSHKA/D10/J03(E06)/PUMP ROOM/MOTOR01
19 | Dist.10 | E06 | EQ-2022-12109 | Motor | TOSHKA/D10/J03(E06)/PUMP ROOM/MOTOR02
20 | Dist.10 | E06 | EQ-2022-12110 | Motor | TOSHKA/D10/J03(E06)/PUMP ROOM/MOTOR03
21 | Dist.10 | E06 | EQ-2022-12111 | Motor | TOSHKA/D10/J03(E06)/PUMP ROOM/MOTOR04
22 | Dist.10 | E06 | EQ-2022-12112 | Motor | TOSHKA/D10/J03(E06)/PUMP ROOM/MOTOR05
14 | Dist.10 | E06 | EQ-2023-01679 | Low Voltage Panel | TOSHKA/D10/J03(E06)/PUMP ROOM/PPB
2 | Dist.10 | E06 | EQ-2023-02657 | SUB R.M.U AIR | TOSHKA/D10/J03(E06)/Sub R.M.U
3 | Dist.10 | E06 | EQ-2023-01666 | Transformer | TOSHKA/D10/J03(E06)/Transformer 1
12 | Dist.10 | E07 | EQ-2023-02729 | Low Voltage Panel | TOSHKA/D10/J13(E07)/Admin/PPB
4 | Dist.10 | E07 | EQ-2023-02721 | MDB | TOSHKA/D10/J13(E07)/Control Room/MDB
15 | Dist.10 | E07 | EQ-2023-02730 | power factor panel | TOSHKA/D10/J13(E07)/Control Room/P.F
11 | Dist.10 | E07 | EQ-2023-02728 | Low Voltage Panel | TOSHKA/D10/J13(E07)/Control Room/PPB
6 | Dist.10 | E07 | EQ-2023-02723 | Soft Starter | TOSHKA/D10/J13(E07)/Control Room/SS1
9 | Dist.10 | E07 | EQ-2023-02726 | Soft Starter | TOSHKA/D10/J13(E07)/Control Room/SS4
10 | Dist.10 | E07 | EQ-2023-02727 | Soft Starter | TOSHKA/D10/J13(E07)/Control Room/SS5
5 | Dist.10 | E07 | EQ-2023-02722 | SUB MDB | TOSHKA/D10/J13(E07)/Control Room/SUB MDB
7 | Dist.10 | E07 | EQ-2023-02724 | VFD | TOSHKA/D10/J13(E07)/Control Room/VFD2
8 | Dist.10 | E07 | EQ-2023-02725 | VFD | TOSHKA/D10/J13(E07)/Control Room/VFD3
16 | Dist.10 | E07 | EQ-2023-02733 | Kiosk | TOSHKA/D10/J13(E07)/KIOSK13
17 | Dist.10 | E07 | EQ-2023-02735 | Kiosk | TOSHKA/D10/J13(E07)/KIOSK14
18 | Dist.10 | E07 | EQ-2023-02734 | Kiosk | TOSHKA/D10/J13(E07)/KIOSK15
1 | Dist.10 | E07 | EQ-2023-02719 | Main R.M.U SF6 | TOSHKA/D10/J13(E07)/Main R.M.U
13 | Dist.10 | E07 | EQ-2023-02731 | Low Voltage Panel | TOSHKA/D10/J13(E07)/OUTDOOR/PPB
19 | Dist.10 | E07 | EQ-2023-02344 | Motor | TOSHKA/D10/J13(E07)/PUMP ROOM/MOTOR01
20 | Dist.10 | E07 | EQ-2022-12113 | Motor | TOSHKA/D10/J13(E07)/PUMP ROOM/MOTOR02
21 | Dist.10 | E07 | EQ-2022-12114 | Motor | TOSHKA/D10/J13(E07)/PUMP ROOM/MOTOR03
22 | Dist.10 | E07 | EQ-2023-02345 | Motor | TOSHKA/D10/J13(E07)/PUMP ROOM/MOTOR04
23 | Dist.10 | E07 | EQ-2022-12115 | Motor | TOSHKA/D10/J13(E07)/PUMP ROOM/MOTOR05
14 | Dist.10 | E07 | EQ-2023-02759 | Low Voltage Panel | TOSHKA/D10/J13(E07)/PUMP ROOM/PPB
2 | Dist.10 | E07 | EQ-2023-02732 | SUB R.M.U AIR | TOSHKA/D10/J13(E07)/Sub R.M.U
3 | Dist.10 | E07 | EQ-2023-02720 | Transformer | TOSHKA/D10/J13(E07)/Transformer 1
11 | Dist.10 | E08 | EQ-2023-02747 | Low Voltage Panel | TOSHKA/D10/J11(E08)/Admin/PPB
4 | Dist.10 | E08 | EQ-2023-02740 | MDB | TOSHKA/D10/J11(E08)/Control Room/MDB
15 | Dist.10 | E08 | EQ-2023-02749 | power factor panel | TOSHKA/D10/J11(E08)/Control Room/P.F
12 | Dist.10 | E08 | EQ-2023-02748 | Low Voltage Panel | TOSHKA/D10/J11(E08)/Control Room/PPB
6 | Dist.10 | E08 | EQ-2023-02742 | Soft Starter | TOSHKA/D10/J11(E08)/Control Room/SS1
9 | Dist.10 | E08 | EQ-2023-02745 | Soft Starter | TOSHKA/D10/J11(E08)/Control Room/SS4
10 | Dist.10 | E08 | EQ-2023-02746 | Soft Starter | TOSHKA/D10/J11(E08)/Control Room/SS5
5 | Dist.10 | E08 | EQ-2023-02741 | SUB MDB | TOSHKA/D10/J11(E08)/Control Room/SUB MDB
7 | Dist.10 | E08 | EQ-2023-02743 | VFD | TOSHKA/D10/J11(E08)/Control Room/VFD2
8 | Dist.10 | E08 | EQ-2023-02744 | VFD | TOSHKA/D10/J11(E08)/Control Room/VFD3
16 | Dist.10 | E08 | EQ-2023-02754 | Kiosk | TOSHKA/D10/J11(E08)/KIOSK27
17 | Dist.10 | E08 | EQ-2023-02751 | Kiosk | TOSHKA/D10/J11(E08)/KIOSK33
18 | Dist.10 | E08 | EQ-2023-02753 | Kiosk | TOSHKA/D10/J11(E08)/KIOSK34
19 | Dist.10 | E08 | EQ-2023-02752 | Kiosk | TOSHKA/D10/J11(E08)/KIOSK35
1 | Dist.10 | E08 | EQ-2023-02736 | Main R.M.U SF6 | TOSHKA/D10/J11(E08)/Main R.M.U
13 | Dist.10 | E08 | EQ-2023-02750 | Low Voltage Panel | TOSHKA/D10/J11(E08)/OUTDOOR/PPB
20 | Dist.10 | E08 | EQ-2022-12116 | Motor | TOSHKA/D10/J11(E08)/PUMP ROOM/MOTOR01
21 | Dist.10 | E08 | EQ-2022-12117 | Motor | TOSHKA/D10/J11(E08)/PUMP ROOM/MOTOR02
22 | Dist.10 | E08 | EQ-2022-12118 | Motor | TOSHKA/D10/J11(E08)/PUMP ROOM/MOTOR03
23 | Dist.10 | E08 | EQ-2022-12119 | Motor | TOSHKA/D10/J11(E08)/PUMP ROOM/MOTOR04
24 | Dist.10 | E08 | EQ-2022-12120 | Motor | TOSHKA/D10/J11(E08)/PUMP ROOM/MOTOR05
14 | Dist.10 | E08 | EQ-2023-02755 | Low Voltage Panel | TOSHKA/D10/J11(E08)/PUMP ROOM/PPB
2 | Dist.10 | E08 | EQ-2023-02738 | SUB R.M.U AIR | TOSHKA/D10/J11(E08)/Sub R.M.U
3 | Dist.10 | E08 | EQ-2023-02739 | Transformer | TOSHKA/D10/J11(E08)/Transformer 1
13 | Dist.10 | E09 | EQ-2023-02696 | Low Voltage Panel | TOSHKA/D10/J13(E09)/Admin/PPB
4 | Dist.10 | E09 | EQ-2023-02685 | MDB | TOSHKA/D10/J13(E09)/Control Room/MDB
15 | Dist.10 | E09 | EQ-2023-02697 | power factor panel | TOSHKA/D10/J13(E09)/Control Room/P.F
12 | Dist.10 | E09 | EQ-2023-02695 | Low Voltage Panel | TOSHKA/D10/J13(E09)/Control Room/PPB
6 | Dist.10 | E09 | EQ-2023-02690 | Soft Starter | TOSHKA/D10/J13(E09)/Control Room/SS1
9 | Dist.10 | E09 | EQ-2023-02693 | Soft Starter | TOSHKA/D10/J13(E09)/Control Room/SS4
10 | Dist.10 | E09 | EQ-2023-02694 | Soft Starter | TOSHKA/D10/J13(E09)/Control Room/SS5
5 | Dist.10 | E09 | EQ-2023-02687 | SUB MDB | TOSHKA/D10/J13(E09)/Control Room/SUB MDB
7 | Dist.10 | E09 | EQ-2023-02691 | VFD | TOSHKA/D10/J13(E09)/Control Room/VFD2
8 | Dist.10 | E09 | EQ-2023-02692 | VFD | TOSHKA/D10/J13(E09)/Control Room/VFD3
16 | Dist.10 | E09 | EQ-2023-02703 | Kiosk | TOSHKA/D10/J13(E09)/KIOSK09
17 | Dist.10 | E09 | EQ-2023-02705 | Kiosk | TOSHKA/D10/J13(E09)/KIOSK10
18 | Dist.10 | E09 | EQ-2023-02710 | Kiosk | TOSHKA/D10/J13(E09)/KIOSK11
19 | Dist.10 | E09 | EQ-2023-02706 | Kiosk | TOSHKA/D10/J13(E09)/KIOSK12
1 | Dist.10 | E09 | EQ-2023-02677 | Main R.M.U SF6 | TOSHKA/D10/J13(E09)/Main R.M.U
11 | Dist.10 | E09 | EQ-2023-02699 | Low Voltage Panel | TOSHKA/D10/J13(E09)/OUTDOOR/PPB
20 | Dist.10 | E09 | EQ-2022-12121 | Motor | TOSHKA/D10/J13(E09)/PUMP ROOM/MOTOR01
21 | Dist.10 | E09 | EQ-2022-12122 | Motor | TOSHKA/D10/J13(E09)/PUMP ROOM/MOTOR02
22 | Dist.10 | E09 | EQ-2022-12123 | Motor | TOSHKA/D10/J13(E09)/PUMP ROOM/MOTOR03
23 | Dist.10 | E09 | EQ-2022-12127 | Motor | TOSHKA/D10/J13(E09)/PUMP ROOM/MOTOR04
24 | Dist.10 | E09 | EQ-2022-12124 | Motor | TOSHKA/D10/J13(E09)/PUMP ROOM/MOTOR05
14 | Dist.10 | E09 | EQ-2023-02737 | Low Voltage Panel | TOSHKA/D10/J13(E09)/PUMP ROOM/PPB
2 | Dist.10 | E09 | EQ-2023-02680 | SUB R.M.U AIR | TOSHKA/D10/J13(E09)/Sub R.M.U
3 | Dist.10 | E09 | EQ-2023-02683 | Transformer | TOSHKA/D10/J13(E09)/Transformer 1
11 | Dist.10 | E10 | EQ-2023-02682 | Low Voltage Panel | TOSHKA/D10/J04(E10)/Admin/PPB
4 | Dist.10 | E10 | EQ-2023-02671 | MDB | TOSHKA/D10/J04(E10)/Control Room/MDB
14 | Dist.10 | E10 | EQ-2023-02681 | power factor panel | TOSHKA/D10/J04(E10)/Control Room/P.F
12 | Dist.10 | E10 | EQ-2023-02673 | Low Voltage Panel | TOSHKA/D10/J04(E10)/Control Room/PPB
6 | Dist.10 | E10 | EQ-2023-02674 | Soft Starter | TOSHKA/D10/J04(E10)/Control Room/SS1
9 | Dist.10 | E10 | EQ-2023-02675 | Soft Starter | TOSHKA/D10/J04(E10)/Control Room/SS4
5 | Dist.10 | E10 | EQ-2023-02672 | SUB MDB | TOSHKA/D10/J04(E10)/Control Room/SUB MDB
7 | Dist.10 | E10 | EQ-2023-02679 | VFD | TOSHKA/D10/J04(E10)/Control Room/VFD2
8 | Dist.10 | E10 | EQ-2023-02678 | VFD | TOSHKA/D10/J04(E10)/Control Room/VFD3
15 | Dist.10 | E10 | EQ-2023-02688 | Kiosk | TOSHKA/D10/J04(E10)/KIOSK07
16 | Dist.10 | E10 | EQ-2023-02689 | Kiosk | TOSHKA/D10/J04(E10)/KIOSK08
1 | Dist.10 | E10 | EQ-2023-02668 | Main R.M.U SF6 | TOSHKA/D10/J04(E10)/Main R.M.U
13 | Dist.10 | E10 | EQ-2023-02760 | Low Voltage Panel | TOSHKA/D10/J04(E10)/OUTDOOR/PPB
17 | Dist.10 | E10 | EQ-2023-02346 | Motor | TOSHKA/D10/J04(E10)/PUMP ROOM/MOTOR01
18 | Dist.10 | E10 | EQ-2022-12125 | Motor | TOSHKA/D10/J04(E10)/PUMP ROOM/MOTOR02
19 | Dist.10 | E10 | EQ-2022-12129 | Motor | TOSHKA/D10/J04(E10)/PUMP ROOM/MOTOR03
20 | Dist.10 | E10 | EQ-2022-12131 | Motor | TOSHKA/D10/J04(E10)/PUMP ROOM/MOTOR04
10 | Dist.10 | E10 | EQ-2023-02686 | Low Voltage Panel | TOSHKA/D10/J04(E10)/PUMP ROOM/PPB
2 | Dist.10 | E10 | EQ-2023-02669 | SUB R.M.U AIR | TOSHKA/D10/J04(E10)/Sub R.M.U
3 | Dist.10 | E10 | EQ-2023-02670 | Transformer | TOSHKA/D10/J04(E10)/Transformer 1
11 | Dist.10 | E11 | EQ-2023-02714 | Low Voltage Panel | TOSHKA/D10/J04(E11)/Admin/PPB
4 | Dist.10 | E11 | EQ-2023-02702 | MDB | TOSHKA/D10/J04(E11)/Control Room/MDB
15 | Dist.10 | E11 | EQ-2023-02713 | power factor panel | TOSHKA/D10/J04(E11)/Control Room/P.F
14 | Dist.10 | E11 | EQ-2023-02761 | Low Voltage Panel | TOSHKA/D10/J04(E11)/Control Room/PPB
6 | Dist.10 | E11 | EQ-2023-02707 | Soft Starter | TOSHKA/D10/J04(E11)/Control Room/SS1
9 | Dist.10 | E11 | EQ-2023-02708 | Soft Starter | TOSHKA/D10/J04(E11)/Control Room/SS4
10 | Dist.10 | E11 | EQ-2023-02709 | Soft Starter | TOSHKA/D10/J04(E11)/Control Room/SS5
5 | Dist.10 | E11 | EQ-2023-02704 | SUB MDB | TOSHKA/D10/J04(E11)/Control Room/SUB MDB
7 | Dist.10 | E11 | EQ-2023-02711 | VFD | TOSHKA/D10/J04(E11)/Control Room/VFD2
8 | Dist.10 | E11 | EQ-2023-02712 | VFD | TOSHKA/D10/J04(E11)/Control Room/VFD3
16 | Dist.10 | E11 | EQ-2023-02716 | Kiosk | TOSHKA/D10/J04(E11)/KIOSK24
17 | Dist.10 | E11 | EQ-2023-02717 | Kiosk | TOSHKA/D10/J04(E11)/KIOSK25
18 | Dist.10 | E11 | EQ-2023-02718 | Kiosk | TOSHKA/D10/J04(E11)/KIOSK26
1 | Dist.10 | E11 | EQ-2023-02698 | Main R.M.U SF6 | TOSHKA/D10/J04(E11)/Main R.M.U
12 | Dist.10 | E11 | EQ-2023-02684 | Low Voltage Panel | TOSHKA/D10/J04(E11)/OUTDOOR/PPB
19 | Dist.10 | E11 | EQ-2022-12132 | Motor | TOSHKA/D10/J04(E11)/PUMP ROOM/MOTOR01
20 | Dist.10 | E11 | EQ-2022-12134 | Motor | TOSHKA/D10/J04(E11)/PUMP ROOM/MOTOR02
21 | Dist.10 | E11 | EQ-2022-12136 | Motor | TOSHKA/D10/J04(E11)/PUMP ROOM/MOTOR03
22 | Dist.10 | E11 | EQ-2022-12139 | Motor | TOSHKA/D10/J04(E11)/PUMP ROOM/MOTOR04
23 | Dist.10 | E11 | EQ-2022-12137 | Motor | TOSHKA/D10/J04(E11)/PUMP ROOM/MOTOR05
13 | Dist.10 | E11 | EQ-2023-02715 | Low Voltage Panel | TOSHKA/D10/J04(E11)/PUMP ROOM/PPB
2 | Dist.10 | E11 | EQ-2023-02700 | SUB R.M.U AIR | TOSHKA/D10/J04(E11)/Sub R.M.U
3 | Dist.10 | E11 | EQ-2023-02701 | Transformer | TOSHKA/D10/J04(E11)/Transformer 1
1 | Dist.06 | F01 | EQ-2023-02349 | Main R.M.U SF6 | TOSHKA/D06/J03(F01)/Main R.M.U
2 | Dist.06 | F01 | EQ-2023-02355 | SUB R.M.U AIR | TOSHKA/D06/J03(F01)/Sub R.M.U
3 | Dist.06 | F01 | EQ-2023-02350 | Transformer | TOSHKA/D06/J03(F01)/Transformer 1
4 | Dist.06 | F01 | EQ-2023-02351 | Transformer | TOSHKA/D06/J03(F01)/Transformer 2
5 | Dist.06 | F01 | EQ-2023-02352 | MDB | TOSHKA/D06/J03(F01)/Control Room/MDB 1
6 | Dist.06 | F01 | EQ-2023-02353 | MDB | TOSHKA/D06/J03(F01)/Control Room/MDB 2
7 | Dist.06 | F01 | EQ-2023-02354 | SUB MDB | TOSHKA/D06/J03(F01)/Control Room/SUB MDB
8 | Dist.06 | F01 | EQ-2023-02389 | Soft Starter | TOSHKA/D06/J03(F01)/Control Room/SS1
9 | Dist.06 | F01 | EQ-2023-02388 | VFD | TOSHKA/D06/J03(F01)/Control Room/VFD2
10 | Dist.06 | F01 | EQ-2023-02387 | VFD | TOSHKA/D06/J03(F01)/Control Room/VFD3
11 | Dist.06 | F01 | EQ-2023-02385 | Soft Starter | TOSHKA/D06/J03(F01)/Control Room/SS4
12 | Dist.06 | F01 | EQ-2023-02386 | Soft Starter | TOSHKA/D06/J03(F01)/Control Room/SS5
13 | Dist.06 | F01 | EQ-2023-02360 | Low Voltage Panel | TOSHKA/D06/J03(F01)/Control Room/PPB
14 | Dist.06 | F01 | EQ-2023-02359 | Low Voltage Panel | TOSHKA/D06/J03(F01)/Admin/PPB
15 | Dist.06 | F01 | EQ-2023-02358 | Low Voltage Panel | TOSHKA/D06/J03(F01)/PUMP ROOM/PPB
16 | Dist.06 | F01 | EQ-2023-02357 | Low Voltage Panel | TOSHKA/D06/J03(F01)/OUTDOOR/PPB
17 | Dist.06 | F01 | EQ-2023-02356 | power factor panel | TOSHKA/D06/J03(F01)/Control Room/P.F
18 | Dist.06 | F01 | EQ-2023-02393 | Kiosk | TOSHKA/D06/J03(F01)/KIOSK01
19 | Dist.06 | F01 | EQ-2023-02390 | Kiosk | TOSHKA/D06/J03(F01)/KIOSK02
20 | Dist.06 | F01 | EQ-2023-02392 | Kiosk | TOSHKA/D06/J03(F01)/KIOSK03
21 | Dist.06 | F01 | EQ-2023-02394 | Kiosk | TOSHKA/D06/J03(F01)/KIOSK04
22 | Dist.06 | F01 | EQ-2023-02395 | Kiosk | TOSHKA/D06/J03(F01)/KIOSK05
23 | Dist.06 | F01 | EQ-2023-02397 | Kiosk | TOSHKA/D06/J03(F01)/KIOSK06
24 | Dist.06 | F01 | EQ-2023-02391 | Kiosk | TOSHKA/D06/J03(F01)/KIOSK07
25 | Dist.06 | F01 | EQ-2023-02396 | Kiosk | TOSHKA/D06/J03(F01)/KIOSK13
26 | Dist.06 | F01 | EQ-2022-11935 | Motor | TOSHKA/D06/J03(F01)/PUMP ROOM/MOTOR01
27 | Dist.06 | F01 | EQ-2022-11936 | Motor | TOSHKA/D06/J03(F01)/PUMP ROOM/MOTOR02
28 | Dist.06 | F01 | EQ-2022-11937 | Motor | TOSHKA/D06/J03(F01)/PUMP ROOM / MOTOR 3
29 | Dist.06 | F01 | EQ-2022-11938 | Motor | TOSHKA/D06/J03(F01)/PUMP ROOM / MOTOR 4
30 | Dist.06 | F01 | EQ-2022-11939 | Motor | TOSHKA/D06/J03(F01)/PUMP ROOM / MOTOR 5
14 | Dist.06 | F02 | EQ-2023-02410 | Low Voltage Panel | TOSHKA/D06/J10(F02)/Admin/PPB
5 | Dist.06 | F02 | EQ-2023-02403 | MDB | TOSHKA/D06/J10(F02)/Control Room/MDB 1
6 | Dist.06 | F02 | EQ-2023-02404 | MDB | TOSHKA/D06/J10(F02)/Control Room/MDB 2
17 | Dist.06 | F02 | EQ-2023-02407 | power factor panel | TOSHKA/D06/J10(F02)/Control Room/P.F
13 | Dist.06 | F02 | EQ-2023-02411 | Low Voltage Panel | TOSHKA/D06/J10(F02)/Control Room/PPB
8 | Dist.06 | F02 | EQ-2023-02412 | Soft Starter | TOSHKA/D06/J10(F02)/Control Room/SS1
11 | Dist.06 | F02 | EQ-2023-02415 | Soft Starter | TOSHKA/D06/J10(F02)/Control Room/SS4
12 | Dist.06 | F02 | EQ-2023-02416 | Soft Starter | TOSHKA/D06/J10(F02)/Control Room/SS5
7 | Dist.06 | F02 | EQ-2023-02405 | SUB MDB | TOSHKA/D06/J10(F02)/Control Room/SUB MDB
9 | Dist.06 | F02 | EQ-2023-02413 | VFD | TOSHKA/D06/J10(F02)/Control Room/VFD2
10 | Dist.06 | F02 | EQ-2023-02414 | VFD | TOSHKA/D06/J10(F02)/Control Room/VFD3
18 | Dist.06 | F02 | EQ-2023-02417 | Kiosk | TOSHKA/D06/J10(F02)/KIOSK08
19 | Dist.06 | F02 | EQ-2023-02420 | Kiosk | TOSHKA/D06/J10(F02)/KIOSK09
20 | Dist.06 | F02 | EQ-2023-02421 | Kiosk | TOSHKA/D06/J10(F02)/KIOSK10
21 | Dist.06 | F02 | EQ-2023-02419 | Kiosk | TOSHKA/D06/J10(F02)/KIOSK11
22 | Dist.06 | F02 | EQ-2023-02418 | Kiosk | TOSHKA/D06/J10(F02)/KIOSK12
1 | Dist.06 | F02 | EQ-2023-02398 | Main R.M.U SF6 | TOSHKA/D06/J10(F02)/Main R.M.U
16 | Dist.06 | F02 | EQ-2023-02408 | Low Voltage Panel | TOSHKA/D06/J10(F02)/OUTDOOR/PPB
25 | Dist.06 | F02 | EQ-2022-11942 | Motor | TOSHKA/D06/J10(F02)/PUMP ROOM / MOTOR 3
26 | Dist.06 | F02 | EQ-2022-11943 | Motor | TOSHKA/D06/J10(F02)/PUMP ROOM / MOTOR 4
27 | Dist.06 | F02 | EQ-2022-11944 | Motor | TOSHKA/D06/J10(F02)/PUMP ROOM / MOTOR 5
23 | Dist.06 | F02 | EQ-2022-11940 | Motor | TOSHKA/D06/J10(F02)/PUMP ROOM/MOTOR01
24 | Dist.06 | F02 | EQ-2022-11941 | Motor | TOSHKA/D06/J10(F02)/PUMP ROOM/MOTOR02
15 | Dist.06 | F02 | EQ-2023-02409 | Low Voltage Panel | TOSHKA/D06/J10(F02)/PUMP ROOM/PPB
2 | Dist.06 | F02 | EQ-2023-02406 | SUB R.M.U AIR | TOSHKA/D06/J10(F02)/Sub R.M.U
3 | Dist.06 | F02 | EQ-2023-02400 | Transformer | TOSHKA/D06/J10(F02)/Transformer 1
4 | Dist.06 | F02 | EQ-2023-02402 | Transformer | TOSHKA/D06/J10(F02)/Transformer 2
1 | Dist.07 | G01 | EQ-2023-02432 | Main R.M.U SF6 | TOSHKA/D07/J10(G01)/Main R.M.U
2 | Dist.07 | G01 | EQ-2023-02436 | SUB R.M.U AIR | TOSHKA/D07/J10(G01)/Sub R.M.U
3 | Dist.07 | G01 | EQ-2023-02433 | Transformer | TOSHKA/D07/J10(G01)/Transformer 1
4 | Dist.07 | G01 | EQ-2023-02434 | MDB | TOSHKA/D07/J10(G01)/Control Room/MDB
5 | Dist.07 | G01 | EQ-2023-02435 | SUB MDB | TOSHKA/D07/J10(G01)/Control Room/SUB MDB
6 | Dist.07 | G01 | EQ-2023-02442 | Soft Starter | TOSHKA/D07/J10(G01)/Control Room/SS1
7 | Dist.07 | G01 | EQ-2023-02447 | VFD | TOSHKA/D07/J10(G01)/Control Room/VFD2
8 | Dist.07 | G01 | EQ-2023-02450 | VFD | TOSHKA/D07/J10(G01)/Control Room/VFD3
9 | Dist.07 | G01 | EQ-2023-02443 | Soft Starter | TOSHKA/D07/J10(G01)/Control Room/SS4
10 | Dist.07 | G01 | EQ-2023-02444 | Soft Starter | TOSHKA/D07/J10(G01)/Control Room/SS5
11 | Dist.07 | G01 | EQ-2023-02441 | Low Voltage Panel | TOSHKA/D07/J10(G01)/Control Room/PPB
12 | Dist.07 | G01 | EQ-2023-02440 | Low Voltage Panel | TOSHKA/D07/J10(G01)/Admin/PPB
13 | Dist.07 | G01 | EQ-2023-02439 | Low Voltage Panel | TOSHKA/D07/J10(G01)/PUMP ROOM/PPB
14 | Dist.07 | G01 | EQ-2023-02438 | Low Voltage Panel | TOSHKA/D07/J10(G01)/OUTDOOR/PPB
15 | Dist.07 | G01 | EQ-2023-02437 | power factor panel | TOSHKA/D07/J10(G01)/Control Room/P.F
16 | Dist.07 | G01 | EQ-2023-02456 | Kiosk | TOSHKA/D07/J10(G01)/KIOSK01
17 | Dist.07 | G01 | EQ-2023-02458 | Kiosk | TOSHKA/D07/J10(G01)/KIOSK02
18 | Dist.07 | G01 | EQ-2023-02460 | Kiosk | TOSHKA/D07/J10(G01)/KIOSK03
19 | Dist.07 | G01 | EQ-2023-02464 | Kiosk | TOSHKA/D07/J10(G01)/KIOSK04
20 | Dist.07 | G01 | EQ-2022-11945 | Motor | TOSHKA/D07/J10(G01)/PUMP ROOM/MOTOR01
21 | Dist.07 | G01 | EQ-2022-11946 | Motor | TOSHKA/D07/J10(G01)/PUMP ROOM/MOTOR02
22 | Dist.07 | G01 | EQ-2022-11947 | Motor | TOSHKA/D07/J10(G01)/PUMP ROOM / MOTOR 3
23 | Dist.07 | G01 | EQ-2022-11948 | Motor | TOSHKA/D07/J10(G01)/PUMP ROOM / MOTOR 4
24 | Dist.07 | G01 | EQ-2022-11949 | Motor | TOSHKA/D07/J10(G01)/PUMP ROOM / MOTOR 5
1 | Dist.07 | G02 | EQ-2023-02556 | Main R.M.U SF6 | TOSHKA/D07/J03(G02)/Main R.M.U
2 | Dist.07 | G02 | EQ-2023-02560 | SUB R.M.U AIR | TOSHKA/D07/J03(G02)/Sub R.M.U
3 | Dist.07 | G02 | EQ-2023-02561 | Transformer | TOSHKA/D07/J03(G02)/Transformer 1
4 | Dist.07 | G02 | EQ-2023-02562 | Transformer | TOSHKA/D07/J03(G02)/Transformer 2
5 | Dist.07 | G02 | EQ-2023-02563 | MDB | TOSHKA/D07/J03(G02)/Control Room/MDB 1
6 | Dist.07 | G02 | EQ-2023-02564 | MDB | TOSHKA/D07/J03(G02)/Control Room/MDB 2
7 | Dist.07 | G02 | EQ-2023-02565 | SUB MDB | TOSHKA/D07/J03(G02)/Control Room/SUB MDB
8 | Dist.07 | G02 | EQ-2023-02572 | Soft Starter | TOSHKA/D07/J03(G02)/Control Room/SS1
9 | Dist.07 | G02 | EQ-2023-02573 | VFD | TOSHKA/D07/J03(G02)/Control Room/VFD2
10 | Dist.07 | G02 | EQ-2023-02574 | VFD | TOSHKA/D07/J03(G02)/Control Room/VFD3
11 | Dist.07 | G02 | EQ-2023-02570 | Soft Starter | TOSHKA/D07/J03(G02)/Control Room/SS4
12 | Dist.07 | G02 | EQ-2023-02571 | Soft Starter | TOSHKA/D07/J03(G02)/Control Room/SS5
13 | Dist.07 | G02 | EQ-2023-02569 | Low Voltage Panel | TOSHKA/D07/J03(G02)/Admin/PPB
14 | Dist.07 | G02 | EQ-2023-02568 | Low Voltage Panel | TOSHKA/D07/J03(G02)/PUMP ROOM/PPB
15 | Dist.07 | G02 | EQ-2023-02567 | Low Voltage Panel | TOSHKA/D07/J03(G02)/OUTDOOR/PPB
16 | Dist.07 | G02 | EQ-2022-03438 | Low Voltage Panel | TOSHKA/D07/J03(G02)/Control Room/PPB
17 | Dist.07 | G02 | EQ-2023-02566 | power factor panel | TOSHKA/D07/J03(G02)/Control Room/P.F
18 | Dist.07 | G02 | EQ-2023-02580 | Kiosk | TOSHKA/D07/J03(G02)/KIOSK05
19 | Dist.07 | G02 | EQ-2023-02575 | Kiosk | TOSHKA/D07/J03(G02)/KIOSK06
20 | Dist.07 | G02 | EQ-2023-02577 | Kiosk | TOSHKA/D07/J03(G02)/KIOSK07
21 | Dist.07 | G02 | EQ-2023-02578 | Kiosk | TOSHKA/D07/J03(G02)/KIOSK08
22 | Dist.07 | G02 | EQ-2022-11950 | Motor | TOSHKA/D07/J03(G02)/PUMP ROOM/MOTOR01
23 | Dist.07 | G02 | EQ-2022-11951 | Motor | TOSHKA/D07/J03(G02)/PUMP ROOM/MOTOR02
24 | Dist.07 | G02 | EQ-2022-11952 | Motor | TOSHKA/D07/J03(G02)/PUMP ROOM / MOTOR 3
25 | Dist.07 | G02 | EQ-2022-11953 | Motor | TOSHKA/D07/J03(G02)/PUMP ROOM / MOTOR 4
26 | Dist.07 | G02 | EQ-2022-11954 | Motor | TOSHKA/D07/J03(G02)/PUMP ROOM / MOTOR 5
1 | Dist.07 | G03 | EQ-2023-02467 | Main R.M.U AIR | TOSHKA/D07/J10(G03)/Main R.M.U
2 | Dist.07 | G03 | EQ-2023-02453 | SUB R.M.U AIR | TOSHKA/D07/J10(G03)/Sub R.M.U
3 | Dist.07 | G03 | EQ-2023-02472 | Transformer | TOSHKA/D07/J10(G03)/Transformer 1
4 | Dist.07 | G03 | EQ-2023-02474 | MDB | TOSHKA/D07/J10(G03)/Control Room/MDB
5 | Dist.07 | G03 | EQ-2023-02476 | SUB MDB | TOSHKA/D07/J10(G03)/Control Room/SUB MDB
6 | Dist.07 | G03 | EQ-2023-02484 | Soft Starter | TOSHKA/D07/J10(G03)/Control Room/SS1
7 | Dist.07 | G03 | EQ-2023-02486 | VFD | TOSHKA/D07/J10(G03)/Control Room/VFD2
8 | Dist.07 | G03 | EQ-2023-02487 | VFD | TOSHKA/D07/J10(G03)/Control Room/VFD3
9 | Dist.07 | G03 | EQ-2023-02485 | Soft Starter | TOSHKA/D07/J10(G03)/Control Room/SS4
10 | Dist.07 | G03 | EQ-2023-02483 | Low Voltage Panel | TOSHKA/D07/J10(G03)/Control Room/PPB
11 | Dist.07 | G03 | EQ-2023-02482 | Low Voltage Panel | TOSHKA/D07/J10(G03)/Admin/PPB
12 | Dist.07 | G03 | EQ-2023-02481 | Low Voltage Panel | TOSHKA/D07/J10(G03)/PUMP ROOM/PPB
13 | Dist.07 | G03 | EQ-2023-02480 | Low Voltage Panel | TOSHKA/D07/J10(G03)/OUTDOOR/PPB
14 | Dist.07 | G03 | EQ-2023-02478 | power factor panel | TOSHKA/D07/J10(G03)/Control Room/P.F
15 | Dist.07 | G03 | EQ-2023-02488 | Kiosk | TOSHKA/D07/J10(G03)/KIOSK09
16 | Dist.07 | G03 | EQ-2023-02489 | Kiosk | TOSHKA/D07/J10(G03)/KIOSK10
17 | Dist.07 | G03 | EQ-2022-11955 | Motor | TOSHKA/D07/J10(G03)/PUMP ROOM/MOTOR01
18 | Dist.07 | G03 | EQ-2022-11956 | Motor | TOSHKA/D07/J10(G03)/PUMP ROOM/MOTOR02
19 | Dist.07 | G03 | EQ-2022-11957 | Motor | TOSHKA/D07/J10(G03)/PUMP ROOM / MOTOR 3
20 | Dist.07 | G03 | EQ-2022-11958 | Motor | TOSHKA/D07/J10(G03)/PUMP ROOM / MOTOR 4
31 | Dist.08 | H01 | EQ-2022-11924 | Motor | TOSHKA/D08/J03(H01)/PUMP ROOM / MOTOR 3
32 | Dist.08 | H01 | EQ-2022-11925 | Motor | TOSHKA/D08/J03(H01)/PUMP ROOM / MOTOR 4
33 | Dist.08 | H01 | EQ-2022-11927 | Motor | TOSHKA/D08/J03(H01)/PUMP ROOM / MOTOR 5
29 | Dist.08 | H01 | EQ-2022-11922 | Motor | TOSHKA/D08/J03(H01)/PUMP ROOM/MOTOR01
30 | Dist.08 | H01 | EQ-2022-11923 | Motor | TOSHKA/D08/J03(H01)/PUMP ROOM/MOTOR02
15 | Dist.08 | H01 | EQ-2023-01379 | Low Voltage Panel | TOSHKA/D08/J15(H01)/Admin/PPB
5 | Dist.08 | H01 | EQ-2023-01370 | MDB | TOSHKA/D08/J15(H01)/Control Room/MDB 1
6 | Dist.08 | H01 | EQ-2023-01371 | MDB | TOSHKA/D08/J15(H01)/Control Room/MDB 2
17 | Dist.08 | H01 | EQ-2023-01377 | power factor panel | TOSHKA/D08/J15(H01)/Control Room/P.F
13 | Dist.08 | H01 | EQ-2023-01373 | Low Voltage Panel | TOSHKA/D08/J15(H01)/Control Room/PPB
8 | Dist.08 | H01 | EQ-2023-01374 | Soft Starter | TOSHKA/D08/J15(H01)/Control Room/SS1
11 | Dist.08 | H01 | EQ-2023-01411 | Soft Starter | TOSHKA/D08/J15(H01)/Control Room/SS4
12 | Dist.08 | H01 | EQ-2023-01412 | Soft Starter | TOSHKA/D08/J15(H01)/Control Room/SS5
7 | Dist.08 | H01 | EQ-2023-01372 | SUB MDB | TOSHKA/D08/J15(H01)/Control Room/SUB MDB
9 | Dist.08 | H01 | EQ-2023-01375 | VFD | TOSHKA/D08/J15(H01)/Control Room/VFD2
10 | Dist.08 | H01 | EQ-2023-01376 | VFD | TOSHKA/D08/J15(H01)/Control Room/VFD3
18 | Dist.08 | H01 | EQ-2023-01381 | Kiosk | TOSHKA/D08/J15(H01)/KIOSK01
19 | Dist.08 | H01 | EQ-2023-01382 | Kiosk | TOSHKA/D08/J15(H01)/KIOSK02
20 | Dist.08 | H01 | EQ-2023-01384 | Kiosk | TOSHKA/D08/J15(H01)/KIOSK05
21 | Dist.08 | H01 | EQ-2023-01383 | Kiosk | TOSHKA/D08/J15(H01)/KIOSK06
22 | Dist.08 | H01 | EQ-2023-01385 | Kiosk | TOSHKA/D08/J15(H01)/KIOSK07
23 | Dist.08 | H01 | EQ-2023-01386 | Kiosk | TOSHKA/D08/J15(H01)/KIOSK08
24 | Dist.08 | H01 | EQ-2023-01387 | Kiosk | TOSHKA/D08/J15(H01)/KIOSK09
25 | Dist.08 | H01 | EQ-2022-03666 | Kiosk | TOSHKA/D08/J15(H01)/KIOSK10
26 | Dist.08 | H01 | EQ-2023-01388 | Kiosk | TOSHKA/D08/J15(H01)/KIOSK11
27 | Dist.08 | H01 | EQ-2023-01389 | Kiosk | TOSHKA/D08/J15(H01)/KIOSK12
28 | Dist.08 | H01 | EQ-2023-01390 | Kiosk | TOSHKA/D08/J15(H01)/KIOSK13
1 | Dist.08 | H01 | EQ-2023-01366 | Main R.M.U SF6 | TOSHKA/D08/J15(H01)/Main R.M.U
14 | Dist.08 | H01 | EQ-2023-01378 | Low Voltage Panel | TOSHKA/D08/J15(H01)/OUTDOOR/PPB
16 | Dist.08 | H01 | EQ-2023-01380 | Low Voltage Panel | TOSHKA/D08/J15(H01)/PUMP ROOM/PPB
2 | Dist.08 | H01 | EQ-2023-01367 | SUB R.M.U AIR | TOSHKA/D08/J15(H01)/Sub R.M.U
3 | Dist.08 | H01 | EQ-2023-01368 | Transformer | TOSHKA/D08/J15(H01)/Transformer 1
4 | Dist.08 | H01 | EQ-2023-01369 | Transformer | TOSHKA/D08/J15(H01)/Transformer 2
15 | Dist.08 | H02 | EQ-2023-01406 | Low Voltage Panel | TOSHKA/D08/J02(H02)/Admin/PPB
5 | Dist.08 | H02 | EQ-2023-01395 | MDB | TOSHKA/D08/J02(H02)/Control Room/MDB 1
6 | Dist.08 | H02 | EQ-2023-01396 | MDB | TOSHKA/D08/J02(H02)/Control Room/MDB 2
17 | Dist.08 | H02 | EQ-2023-01405 | power factor panel | TOSHKA/D08/J02(H02)/Control Room/P.F
13 | Dist.08 | H02 | EQ-2023-01398 | Low Voltage Panel | TOSHKA/D08/J02(H02)/Control Room/PPB
8 | Dist.08 | H02 | EQ-2023-01399 | Soft Starter | TOSHKA/D08/J02(H02)/Control Room/SS1
11 | Dist.08 | H02 | EQ-2023-01402 | Soft Starter | TOSHKA/D08/J02(H02)/Control Room/SS4
12 | Dist.08 | H02 | EQ-2023-01403 | Soft Starter | TOSHKA/D08/J02(H02)/Control Room/SS5
7 | Dist.08 | H02 | EQ-2023-01397 | SUB MDB | TOSHKA/D08/J02(H02)/Control Room/SUB MDB
9 | Dist.08 | H02 | EQ-2023-01400 | VFD | TOSHKA/D08/J02(H02)/Control Room/VFD2
10 | Dist.08 | H02 | EQ-2023-01401 | VFD | TOSHKA/D08/J02(H02)/Control Room/VFD3
18 | Dist.08 | H02 | EQ-2023-01408 | Kiosk | TOSHKA/D08/J02(H02)/KIOSK03
19 | Dist.08 | H02 | EQ-2023-01409 | Kiosk | TOSHKA/D08/J02(H02)/KIOSK04
1 | Dist.08 | H02 | EQ-2023-01391 | Main R.M.U SF6 | TOSHKA/D08/J02(H02)/Main R.M.U
14 | Dist.08 | H02 | EQ-2023-01404 | Low Voltage Panel | TOSHKA/D08/J02(H02)/OUTDOOR/PPB
22 | Dist.08 | H02 | EQ-2022-11932 | Motor | TOSHKA/D08/J02(H02)/PUMP ROOM / MOTOR 3
23 | Dist.08 | H02 | EQ-2022-11933 | Motor | TOSHKA/D08/J02(H02)/PUMP ROOM / MOTOR 4
24 | Dist.08 | H02 | EQ-2022-11934 | Motor | TOSHKA/D08/J02(H02)/PUMP ROOM / MOTOR 5
20 | Dist.08 | H02 | EQ-2022-11930 | Motor | TOSHKA/D08/J02(H02)/PUMP ROOM/MOTOR01
21 | Dist.08 | H02 | EQ-2022-11931 | Motor | TOSHKA/D08/J02(H02)/PUMP ROOM/MOTOR02
16 | Dist.08 | H02 | EQ-2023-01407 | Low Voltage Panel | TOSHKA/D08/J02(H02)/PUMP ROOM/PPB
2 | Dist.08 | H02 | EQ-2023-01392 | SUB R.M.U AIR | TOSHKA/D08/J02(H02)/Sub R.M.U
3 | Dist.08 | H02 | EQ-2023-01393 | Transformer | TOSHKA/D08/J02(H02)/Transformer 1
4 | Dist.08 | H02 | EQ-2023-01394 | Transformer | TOSHKA/D08/J02(H02)/Transformer 2
13 | Dist.06 | I01 | EQ-2023-02423 | Low Voltage Panel | TOSHKA/D06/J11(I01)/Admin/PPB
4 | Dist.06 | I01 | EQ-2022-11607 | MDB | TOSHKA/D06/J11(I01)/Control Room/MDB
15 | Dist.06 | I01 | EQ-2023-02426 | power factor panel | TOSHKA/D06/J11(I01)/Control Room/P.F
14 | Dist.06 | I01 | EQ-2023-02422 | Low Voltage Panel | TOSHKA/D06/J11(I01)/Control Room/PPB
6 | Dist.06 | I01 | EQ-2023-01491 | Soft Starter | TOSHKA/D06/J11(I01)/Control Room/SS1
9 | Dist.06 | I01 | EQ-2022-11632 | Soft Starter | TOSHKA/D06/J11(I01)/Control Room/SS4
10 | Dist.06 | I01 | EQ-2023-01494 | Soft Starter | TOSHKA/D06/J11(I01)/Control Room/SS5
5 | Dist.06 | I01 | EQ-2022-11606 | SUB MDB | TOSHKA/D06/J11(I01)/Control Room/SUB MDB
7 | Dist.06 | I01 | EQ-2023-01492 | VFD | TOSHKA/D06/J11(I01)/Control Room/VFD2
8 | Dist.06 | I01 | EQ-2023-01493 | VFD | TOSHKA/D06/J11(I01)/Control Room/VFD3
16 | Dist.06 | I01 | EQ-2023-02429 | Kiosk | TOSHKA/D06/J11(I01)/KIOSK01
17 | Dist.06 | I01 | EQ-2023-02430 | Kiosk | TOSHKA/D06/J11(I01)/KIOSK02
18 | Dist.06 | I01 | EQ-2023-02431 | Kiosk | TOSHKA/D06/J11(I01)/KIOSK03
19 | Dist.06 | I01 | EQ-2023-02506 | Kiosk | TOSHKA/D06/J11(I01)/KIOSK04
1 | Dist.06 | I01 | EQ-2023-01488 | Main R.M.U AIR | TOSHKA/D06/J11(I01)/Main R.M.U
11 | Dist.06 | I01 | EQ-2023-02425 | Low Voltage Panel | TOSHKA/D06/J11(I01)/OUTDOOR/PPB
22 | Dist.06 | I01 | EQ-2022-11962 | Motor | TOSHKA/D06/J11(I01)/PUMP ROOM / MOTOR 3
23 | Dist.06 | I01 | EQ-2022-11964 | Motor | TOSHKA/D06/J11(I01)/PUMP ROOM / MOTOR 4
24 | Dist.06 | I01 | EQ-2022-11965 | Motor | TOSHKA/D06/J11(I01)/PUMP ROOM / MOTOR 5
20 | Dist.06 | I01 | EQ-2022-11960 | Motor | TOSHKA/D06/J11(I01)/PUMP ROOM/MOTOR01
21 | Dist.06 | I01 | EQ-2022-11961 | Motor | TOSHKA/D06/J11(I01)/PUMP ROOM/MOTOR02
12 | Dist.06 | I01 | EQ-2023-02424 | Low Voltage Panel | TOSHKA/D06/J11(I01)/PUMP ROOM/PPB
2 | Dist.06 | I01 | EQ-2023-01489 | SUB R.M.U AIR | TOSHKA/D06/J11(I01)/Sub R.M.U
3 | Dist.06 | I01 | EQ-2023-01490 | Transformer | TOSHKA/D06/J11(I01)/Transformer 1
12 | Dist.12 | L01-1 | EQ-2023-01443 | Low Voltage Panel | TOSHKA/D12/J11(L01-1)/Admin/PPB
4 | Dist.12 | L01-1 | EQ-2023-01434 | MDB | TOSHKA/D12/J11(L01-1)/Control Room/MDB
15 | Dist.12 | L01-1 | EQ-2023-01442 | power factor panel | TOSHKA/D12/J11(L01-1)/Control Room/P.F
11 | Dist.12 | L01-1 | EQ-2023-01436 | Low Voltage Panel | TOSHKA/D12/J11(L01-1)/Control Room/PPB
6 | Dist.12 | L01-1 | EQ-2023-01437 | Soft Starter | TOSHKA/D12/J11(L01-1)/Control Room/SS1
9 | Dist.12 | L01-1 | EQ-2023-01438 | Soft Starter | TOSHKA/D12/J11(L01-1)/Control Room/SS4
10 | Dist.12 | L01-1 | EQ-2023-01439 | Soft Starter | TOSHKA/D12/J11(L01-1)/Control Room/SS5
5 | Dist.12 | L01-1 | EQ-2023-01435 | SUB MDB | TOSHKA/D12/J11(L01-1)/Control Room/SUB MDB
7 | Dist.12 | L01-1 | EQ-2023-01440 | VFD | TOSHKA/D12/J11(L01-1)/Control Room/VFD2
8 | Dist.12 | L01-1 | EQ-2023-01441 | VFD | TOSHKA/D12/J11(L01-1)/Control Room/VFD3
16 | Dist.12 | L01-1 | EQ-2023-01446 | Kiosk | TOSHKA/D12/J11(L01-1)/KIOSK01
17 | Dist.12 | L01-1 | EQ-2023-01447 | Kiosk | TOSHKA/D12/J11(L01-1)/KIOSK02
18 | Dist.12 | L01-1 | EQ-2023-01448 | Kiosk | TOSHKA/D12/J11(L01-1)/KIOSK03
19 | Dist.12 | L01-1 | EQ-2023-01449 | Kiosk | TOSHKA/D12/J11(L01-1)/KIOSK04
1 | Dist.12 | L01-1 | EQ-2023-01431 | Main R.M.U AIR | TOSHKA/D12/J11(L01-1)/Main R.M.U
13 | Dist.12 | L01-1 | EQ-2023-01444 | Low Voltage Panel | TOSHKA/D12/J11(L01-1)/OUTDOOR/PPB
20 | Dist.12 | L01-1 | EQ-2022-12142 | Motor | TOSHKA/D12/J11(L01-1)/PUMP ROOM/MOTOR01
21 | Dist.12 | L01-1 | EQ-2022-12144 | Motor | TOSHKA/D12/J11(L01-1)/PUMP ROOM/MOTOR02
22 | Dist.12 | L01-1 | EQ-2022-12145 | Motor | TOSHKA/D12/J11(L01-1)/PUMP ROOM/MOTOR03
23 | Dist.12 | L01-1 | EQ-2022-12148 | Motor | TOSHKA/D12/J11(L01-1)/PUMP ROOM/MOTOR04
24 | Dist.12 | L01-1 | EQ-2022-12149 | Motor | TOSHKA/D12/J11(L01-1)/PUMP ROOM/MOTOR05
14 | Dist.12 | L01-1 | EQ-2023-01445 | Low Voltage Panel | TOSHKA/D12/J11(L01-1)/PUMP ROOM/PPB
2 | Dist.12 | L01-1 | EQ-2023-01432 | SUB R.M.U AIR | TOSHKA/D12/J11(L01-1)/Sub R.M.U
3 | Dist.12 | L01-1 | EQ-2023-01433 | Transformer | TOSHKA/D12/J11(L01-1)/Transformer 1
12 | Dist.12 | L01-2 | EQ-2023-01462 | Low Voltage Panel | TOSHKA/D12/J04(L01-2)/Admin/PPB
4 | Dist.12 | L01-2 | EQ-2023-01453 | MDB | TOSHKA/D12/J04(L01-2)/Control Room/MDB
15 | Dist.12 | L01-2 | EQ-2023-01461 | power factor panel | TOSHKA/D12/J04(L01-2)/Control Room/P.F
11 | Dist.12 | L01-2 | EQ-2023-01460 | Low Voltage Panel | TOSHKA/D12/J04(L01-2)/Control Room/PPB
6 | Dist.12 | L01-2 | EQ-2023-01455 | Soft Starter | TOSHKA/D12/J04(L01-2)/Control Room/SS1
7 | Dist.12 | L01-2 | EQ-2023-01458 | Soft Starter | TOSHKA/D12/J04(L01-2)/Control Room/SS2
8 | Dist.12 | L01-2 | EQ-2023-01459 | Soft Starter | TOSHKA/D12/J04(L01-2)/Control Room/SS3
9 | Dist.12 | L01-2 | EQ-2023-01456 | Soft Starter | TOSHKA/D12/J04(L01-2)/Control Room/SS4
10 | Dist.12 | L01-2 | EQ-2023-01457 | Soft Starter | TOSHKA/D12/J04(L01-2)/Control Room/SS5
5 | Dist.12 | L01-2 | EQ-2023-01454 | SUB MDB | TOSHKA/D12/J04(L01-2)/Control Room/SUB MDB
16 | Dist.12 | L01-2 | EQ-2023-01465 | Kiosk | TOSHKA/D12/J04(L01-2)/KIOSK01
17 | Dist.12 | L01-2 | EQ-2023-01466 | Kiosk | TOSHKA/D12/J04(L01-2)/KIOSK02
18 | Dist.12 | L01-2 | EQ-2023-01467 | Kiosk | TOSHKA/D12/J04(L01-2)/KIOSK03
19 | Dist.12 | L01-2 | EQ-2023-01468 | Kiosk | TOSHKA/D12/J04(L01-2)/KIOSK04
1 | Dist.12 | L01-2 | EQ-2023-01450 | Main R.M.U AIR | TOSHKA/D12/J04(L01-2)/Main R.M.U
13 | Dist.12 | L01-2 | EQ-2023-01463 | Low Voltage Panel | TOSHKA/D12/J04(L01-2)/OUTDOOR/PPB
22 | Dist.12 | L01-2 | EQ-2022-12153 | Motor | TOSHKA/D12/J04(L01-2)/PUMP ROOM / MOTOR 3
23 | Dist.12 | L01-2 | EQ-2022-12155 | Motor | TOSHKA/D12/J04(L01-2)/PUMP ROOM / MOTOR 4
24 | Dist.12 | L01-2 | EQ-2022-12159 | Motor | TOSHKA/D12/J04(L01-2)/PUMP ROOM / MOTOR 5
20 | Dist.12 | L01-2 | EQ-2022-12150 | Motor | TOSHKA/D12/J04(L01-2)/PUMP ROOM/MOTOR01
21 | Dist.12 | L01-2 | EQ-2022-12151 | Motor | TOSHKA/D12/J04(L01-2)/PUMP ROOM/MOTOR02
14 | Dist.12 | L01-2 | EQ-2023-01464 | Low Voltage Panel | TOSHKA/D12/J04(L01-2)/PUMP ROOM/PPB
2 | Dist.12 | L01-2 | EQ-2023-01451 | SUB R.M.U AIR | TOSHKA/D12/J04(L01-2)/Sub R.M.U
3 | Dist.12 | L01-2 | EQ-2023-01452 | Transformer | TOSHKA/D12/J04(L01-2)/Transformer 1
14 | Dist.12 | L06 | EQ-2023-01483 | Low Voltage Panel | TOSHKA/D12/J11(L06)/Admin/PPB
4 | Dist.12 | L06 | EQ-2023-01472 | MDB | TOSHKA/D12/J11(L06)/Control Room/MDB
15 | Dist.12 | L06 | EQ-2023-01482 | power factor panel | TOSHKA/D12/J11(L06)/Control Room/P.F
11 | Dist.12 | L06 | EQ-2023-01481 | Low Voltage Panel | TOSHKA/D12/J11(L06)/Control Room/PPB
6 | Dist.12 | L06 | EQ-2023-01474 | Soft Starter | TOSHKA/D12/J11(L06)/Control Room/SS1
9 | Dist.12 | L06 | EQ-2023-01475 | Soft Starter | TOSHKA/D12/J11(L06)/Control Room/SS4
10 | Dist.12 | L06 | EQ-2023-01476 | Soft Starter | TOSHKA/D12/J11(L06)/Control Room/SS5
5 | Dist.12 | L06 | EQ-2023-01473 | SUB MDB | TOSHKA/D12/J11(L06)/Control Room/SUB MDB
7 | Dist.12 | L06 | EQ-2023-01477 | VFD | TOSHKA/D12/J11(L06)/Control Room/VFD2
8 | Dist.12 | L06 | EQ-2023-01478 | VFD | TOSHKA/D12/J11(L06)/Control Room/VFD3
16 | Dist.12 | L06 | EQ-2023-01484 | Kiosk | TOSHKA/D12/J11(L06)/KIOSK01
17 | Dist.12 | L06 | EQ-2023-01485 | Kiosk | TOSHKA/D12/J11(L06)/KIOSK02
18 | Dist.12 | L06 | EQ-2023-01486 | Kiosk | TOSHKA/D12/J11(L06)/KIOSK03
19 | Dist.12 | L06 | EQ-2023-01487 | Kiosk | TOSHKA/D12/J11(L06)/KIOSK04
1 | Dist.12 | L06 | EQ-2023-01469 | Main R.M.U AIR | TOSHKA/D12/J11(L06)/Main R.M.U
12 | Dist.12 | L06 | EQ-2023-01479 | Low Voltage Panel | TOSHKA/D12/J11(L06)/OUTDOOR/PPB
20 | Dist.12 | L06 | EQ-2023-02347 | Motor | TOSHKA/D12/J11(L06)/PUMP ROOM/MOTOR01
21 | Dist.12 | L06 | EQ-2022-12184 | Motor | TOSHKA/D12/J11(L06)/PUMP ROOM/MOTOR02
22 | Dist.12 | L06 | EQ-2022-12186 | Motor | TOSHKA/D12/J11(L06)/PUMP ROOM/MOTOR03
23 | Dist.12 | L06 | EQ-2022-12187 | Motor | TOSHKA/D12/J11(L06)/PUMP ROOM/MOTOR04
24 | Dist.12 | L06 | EQ-2022-12188 | Motor | TOSHKA/D12/J11(L06)/PUMP ROOM/MOTOR05
13 | Dist.12 | L06 | EQ-2023-01480 | Low Voltage Panel | TOSHKA/D12/J11(L06)/PUMP ROOM/PPB
2 | Dist.12 | L06 | EQ-2023-01470 | Sub R.M.U AIR | TOSHKA/D12/J11(L06)/Sub R.M.U
3 | Dist.12 | L06 | EQ-2023-02808 | Transformer | TOSHKA/D12/J11(L06)/Transformer 1